## Table 1
Audiovisual Systems Audiovisual Systems Bidding Equipment List
ID | Manufacturer | Model | Item / Description | Unit Qty |  | Bidding Notes
Number : 1019
Type : SY01
Name : 65" Portrait Mode Digital Signage (Main Concourse)
Rm Qty : 1
Display Devices
1 | NEC | M651 | 65” LED LCD Professional Display, 3840 x 2160, 24/7, 500 nits, Landscape/Portrait, RS232C, LAN, Integrated Speakers | 2 |  | -
2 | Chief | Articulating Monitor Mount | Contractor Selected Articulating Arm Monitor Mount |  | 2 | -
Source Devices
3 | Owner Furnished | DMP | Digital Media Player (OFCI) | 2 |  | A
Rack, Panels, Misc.
4 |  |  | Installation Materials as Defined in AV Systems Specification | Lot
5 |  |  | Custom Wall/Floor Box and Decorator-Style Plates as Needed | Lot
6 |  |  | Pre-Made Loose Cabling and Field Cabling as Needed | Lot
7 |  |  | Rack Panels, Vents, Mounts, Shelves, Other Equipment Rack Materials as Needed | Lot
8 |  |  | Wall, Ceiling Mounts and Mounting Hardware as Needed | Lot
9 |  |  | Control System Accessories as Needed | Lot
10 |  |  | Power Supplies and Power Distribution as Needed | Lot
11 |  |  | Cable Terminations, Cable Dressing, Labels, Ties, Cable Management as Needed | Lot
End of System
Audiovisual Systems Audiovisual Systems Bidding Equipment List
ID | Manufacturer | Model | Item / Description | Unit Qty |  | Bidding Notes
Number : 1019, 2087, 3043, 4131, 5002, 6002, 7002, 8002
Type : SY02
Name : 49" Portrait Mode Digital Signage (Elevator Lobby)
Rm Qty : 8
Display Devices
1 | NEC | M491 | 49” LED LCD Professional Display, 3840 x 2160, 24/7, 500 nits, Landscape/Portrait, RS232C, LAN, Integrated Speakers | 1 |  | -
2 | Chief | Articulating Monitor Mount | Contractor Selected Articulating Arm Monitor Mount |  | 1 | -
Source Devices
3 | Owner Furnished | DMP | Digital Media Player (OFCI) | 1 |  | A
Rack, Panels, Misc.
4 |  |  | Installation Materials as Defined in AV Systems Specification | Lot
5 |  |  | Custom Wall/Floor Box and Decorator-Style Plates as Needed | Lot
6 |  |  | Pre-Made Loose Cabling and Field Cabling as Needed | Lot
7 |  |  | Rack Panels, Vents, Mounts, Shelves, Other Equipment Rack Materials as Needed | Lot
8 |  |  | Wall, Ceiling Mounts and Mounting Hardware as Needed | Lot
9 |  |  | Control System Accessories as Needed | Lot
10 |  |  | Power Supplies and Power Distribution as Needed | Lot
11 |  |  | Cable Terminations, Cable Dressing, Labels, Ties, Cable Management as Needed | Lot
End of System
Audiovisual Systems Audiovisual Systems Bidding Equipment List
ID | Manufacturer | Model | Item / Description | Unit Qty |  | Bidding Notes
Number : 1000
Type : SY03
Name : 86" Digital Signage (Lobby)
Rm Qty : 1
Display Devices
1 | NEC | V864Q | 86" Ultra High Definition Professional Display | 1 |  | -
2 | Chief | Articulating Monitor Mount | Contractor Selected Articulating Arm Monitor Mount |  | 1 | -
Source Devices
3 | Owner Furnished | DMP | Digital Media Player (OFCI) | 1 |  | A
Rack, Panels, Misc.
4 |  |  | Installation Materials as Defined in AV Systems Specification | Lot
5 |  |  | Custom Wall/Floor Box and Decorator-Style Plates as Needed | Lot
6 |  |  | Pre-Made Loose Cabling and Field Cabling as Needed | Lot
7 |  |  | Rack Panels, Vents, Mounts, Shelves, Other Equipment Rack Materials as Needed | Lot
8 |  |  | Wall, Ceiling Mounts and Mounting Hardware as Needed | Lot
9 |  |  | Control System Accessories as Needed | Lot
10 |  |  | Power Supplies and Power Distribution as Needed | Lot
11 |  |  | Cable Terminations, Cable Dressing, Labels, Ties, Cable Management as Needed | Lot
End of System
Audiovisual Systems Audiovisual Systems Bidding Equipment List
ID | Manufacturer | Model | Item / Description | Unit Qty |  | Bidding Notes
Number : 4107
Type : SY04
Name : 49" Digital Signage (Testing Lab Reception)
Rm Qty : 1
Display Devices
1 | NEC | M491 | 49” LED LCD Professional Display, 3840 x 2160, 24/7, 500 nits, Landscape/Portrait, RS232C, LAN, Integrated Speakers | 1 |  | -
2 | Chief | Articulating Monitor Mount | Contractor Selected Articulating Arm Monitor Mount |  | 1 | -
Source Devices
3 | Owner Furnished | DMP | Digital Media Player (OFCI) | 1 |  | A
Rack, Panels, Misc.
4 |  |  | Installation Materials as Defined in AV Systems Specification | Lot
5 |  |  | Custom Wall/Floor Box and Decorator-Style Plates as Needed | Lot
6 |  |  | Pre-Made Loose Cabling and Field Cabling as Needed | Lot
7 |  |  | Rack Panels, Vents, Mounts, Shelves, Other Equipment Rack Materials as Needed | Lot
8 |  |  | Wall, Ceiling Mounts and Mounting Hardware as Needed | Lot
9 |  |  | Control System Accessories as Needed | Lot
10 |  |  | Power Supplies and Power Distribution as Needed | Lot
11 |  |  | Cable Terminations, Cable Dressing, Labels, Ties, Cable Management as Needed | Lot
End of System
Audiovisual Systems Audiovisual Systems Bidding Equipment List
ID | Manufacturer | Model | Item / Description | Unit Qty |  | Bidding Notes
Number : 2090
Type : SY05
Name : 55" Digital Signage (Corridor)
Rm Qty : 1
Display Devices
1 | NEC | M551 | 55” LED LCD Professional Display, 3840 x 2160, 24/7, 500 nits, Landscape/Portrait, RS232C, LAN, Integrated Speakers | 1 |  | -
2 | Chief | Articulating Monitor Mount | Contractor Selected Articulating Arm Monitor Mount |  | 1 | -
Source Devices
3 | Owner Furnished | DMP | Digital Media Player (OFCI) | 1 |  | A
Rack, Panels, Misc.
4 |  |  | Installation Materials as Defined in AV Systems Specification | Lot
5 |  |  | Custom Wall/Floor Box and Decorator-Style Plates as Needed | Lot
6 |  |  | Pre-Made Loose Cabling and Field Cabling as Needed | Lot
7 |  |  | Rack Panels, Vents, Mounts, Shelves, Other Equipment Rack Materials as Needed | Lot
8 |  |  | Wall, Ceiling Mounts and Mounting Hardware as Needed | Lot
9 |  |  | Control System Accessories as Needed | Lot
10 |  |  | Power Supplies and Power Distribution as Needed | Lot
11 |  |  | Cable Terminations, Cable Dressing, Labels, Ties, Cable Management as Needed | Lot
End of System
Audiovisual Systems Audiovisual Systems Bidding Equipment List
ID | Manufacturer | Model | Item / Description | Unit Qty |  | Bidding Notes
Number : 1019
Type : SY06
Name : 55" Digital Signage and Collaboration (Main Concourse)
Rm Qty : 1
Display Devices
1 | NEC | M551 | 55” LED LCD Professional Display, 3840 x 2160, 24/7, 500 nits, Landscape/Portrait, RS232C, LAN, Integrated Speakers | 4 |  | -
2 | Chief | Articulating Monitor Mount | Contractor Selected Articulating Arm Monitor Mount |  | 4 | -
Source Devices
3 | Owner Furnished | DMP | Digital Media Player (OFCI) | 4 |  | A
4 | Crestron | AM-3200 | AirMedia Wireless Presentation Gateway | 4 |  | -
Rack, Panels, Misc.
5 |  |  | Installation Materials as Defined in AV Systems Specification | Lot
6 |  |  | Custom Wall/Floor Box and Decorator-Style Plates as Needed | Lot
7 |  |  | Pre-Made Loose Cabling and Field Cabling as Needed | Lot
8 |  |  | Rack Panels, Vents, Mounts, Shelves, Other Equipment Rack Materials as Needed | Lot
9 |  |  | Wall, Ceiling Mounts and Mounting Hardware as Needed | Lot
10 |  |  | Control System Accessories as Needed | Lot
11 |  |  | Power Supplies and Power Distribution as Needed | Lot
12 |  |  | Cable Terminations, Cable Dressing, Labels, Ties, Cable Management as Needed | Lot
End of System
Audiovisual Systems Audiovisual Systems Bidding Equipment List
ID | Manufacturer | Model | Item / Description | Unit Qty |  | Bidding Notes
Number : 1130
Type : SY07
Name : 55" Digital Signage and Collaboration (Reception)
Rm Qty : 1
Display Devices
1 | NEC | M551 | 55” LED LCD Professional Display, 3840 x 2160, 24/7, 500 nits, Landscape/Portrait, RS232C, LAN, Integrated Speakers | 1 |  | -
2 | Chief | Articulating Monitor Mount | Contractor Selected Articulating Arm Monitor Mount |  | 1 | -
Source Devices
3 | Owner Furnished | DMP | Digital Media Player (OFCI) | 1 |  | A
4 | Crestron | AM-3200 | AirMedia Wireless Presentation Gateway | 1 |  | -
Rack, Panels, Misc.
5 |  |  | Installation Materials as Defined in AV Systems Specification | Lot
6 |  |  | Custom Wall/Floor Box and Decorator-Style Plates as Needed | Lot
7 |  |  | Pre-Made Loose Cabling and Field Cabling as Needed | Lot
8 |  |  | Rack Panels, Vents, Mounts, Shelves, Other Equipment Rack Materials as Needed | Lot
9 |  |  | Wall, Ceiling Mounts and Mounting Hardware as Needed | Lot
10 |  |  | Control System Accessories as Needed | Lot
11 |  |  | Power Supplies and Power Distribution as Needed | Lot
12 |  |  | Cable Terminations, Cable Dressing, Labels, Ties, Cable Management as Needed | Lot
End of System
Audiovisual Systems Audiovisual Systems Bidding Equipment List
ID | Manufacturer | Model | Item / Description | Unit Qty |  | Bidding Notes
Number : 2080, 4208, 5008, 6008, 7008, 8008
Type : SY08
Name : 65" Digital Signage and Collaboration (Communal Space)
Rm Qty : 6
Display Devices
1 | NEC | M651 | 65” LED LCD Professional Display, 3840 x 2160, 24/7, 500 nits, Landscape/Portrait, RS232C, LAN, Integrated Speakers | 1 |  | -
2 | Chief | Articulating Monitor Mount | Contractor Selected Articulating Arm Monitor Mount |  | 1 | -
Source Devices
3 | Owner Furnished | DMP | Digital Media Player (OFCI) | 1 |  | A
4 | Crestron | AM-3200 | AirMedia Wireless Presentation Gateway | 1 |  | -
Rack, Panels, Misc.
5 |  |  | Installation Materials as Defined in AV Systems Specification | Lot
6 |  |  | Custom Wall/Floor Box and Decorator-Style Plates as Needed | Lot
7 |  |  | Pre-Made Loose Cabling and Field Cabling as Needed | Lot
8 |  |  | Rack Panels, Vents, Mounts, Shelves, Other Equipment Rack Materials as Needed | Lot
9 |  |  | Wall, Ceiling Mounts and Mounting Hardware as Needed | Lot
10 |  |  | Control System Accessories as Needed | Lot
11 |  |  | Power Supplies and Power Distribution as Needed | Lot
12 |  |  | Cable Terminations, Cable Dressing, Labels, Ties, Cable Management as Needed | Lot
End of System
Audiovisual Systems Audiovisual Systems Bidding Equipment List
ID | Manufacturer | Model | Item / Description | Unit Qty |  | Bidding Notes
Number : 1001
Type : SY09
Name : Multi-Purpose
Rm Qty : 1
Display Devices
1 | Nanolumens | Engage | Engage Series LED Videowall Package - 2.5mm pixel pitch - with Controller and Processor | 1 |  | F,H
Source Devices
2 | Owner Furnished | DMP | Digital Media Player (OFCI) | 1 |  | A
Signal Processing, Routing, and Distribution
3 | Crestron | DM-NVX-E760 | DM NVX 4K60 4:4:4 HDR Network AV Encoder with DM Input (PoE++/UPOE) | 2 |  | -
4 | Crestron | DM-NVX-363 | DM NVX 4K60 4:4:4 HDR Network AV Scaling Encoder/Decoder w/ HDR, HDCP 2.3, AES67 and Dante Audio, Video Wall Processing, USB and KVM Routing, and Optional Fiber Connectivity | 2 |  | -
5 | Crestron | HD-TX-101-C-1G-E-X-T | DM Lite - HDMI over CATx Transmitter, Wall Plate | 2 |  | D
6 | QSC Audio | Q-SYS Core 110f | 8 Mic/Line In x 8 Line Out and 8 Flex I/O Audio DSP with POTS, VOIP, AES67 and QSYS | 1 |  | -
7 | Contractor Selected/ Owner Approved | 24-Port Data Patch Panel | Contractor Selected, Owner Approved 24-Port Data Patch Panel, Comply w/ University Standards |  | 1 | -
8 | Owner Furnished | Owner Furnished | 24 Port Managed Switch with PoE+ Ports (OFCI) | 1 |  | A
Speech Reinforcement System/Audio Conferencing
9 | Shure | SLXD4D | UHF Frequency Agile Wireless Microphone Dual Channel Receiver | 1 |  | -
10 | Shure | SLXD1 | Digital Wireless Bodypack Transmitter | 1 |  | -
11 | Shure | WL185 | Cardioid Lavalier Microphone | 1 |  | -
12 | Shure | SLXD2/SM58 | Cardioid Dynamic Wireless Microphone Transmitter | 1 |  | -
13 | Shure | UA834WB | In-line Antenna Amplifier for Remote Mounting (470-902 MHz) | 1 |  | -
14 | Shure | UA221 | Passive Antenna Splitter/Combiner Kit | 1 |  | -
15 | Shure | SBC203 | Dual Battery Charger for SB903 Battery | 1 |  | -
16 | Contractor Select | Rack Mount for Above | Contractor Selected Rack Mount for Above | 1 |  | -
17 | Shure | SB903 | Lithium-Ion Rechargeable Battery (Spare) | 2 |  | -
18 | Shure | SM-58 | Cardioid Dynamic Microphone | 1 |  | -
Sound Reinforcement System
19 | JBL | Control 67P/T | 6.5" 2-way Pendant Loudspeaker w/70V Transformer | 10 |  | D
20 | QSC Audio | Q-SYS Core 110f | 8 Mic/Line In x 8 Line Out and 8 Flex I/O Audio DSP with POTS, VOIP, AES67 and QSYS | 1 |  | -
21 | Crestron | AMP-2210T | 2-CH, 210W per @4ohm, 120W per @8ohm, 120W per @70V, Amplifier | 1 |  | -
Control System
22 | Crestron | TSW-770-x-S | 7" Wall Mounted PoE+ Landscape Touch Screen w/ HTML5 and Room Scheduling | 1 |  | D
23 | Crestron | CP4N | 4-Series Integrated Controller, (3) RS-232, (8) I/O, (8) IR, (8) Relay, Cresnet, LAN, Control Subnet | 1 |  | -
Audiovisual Systems Audiovisual Systems Bidding Equipment List
ID | Manufacturer | Model | Item / Description | Unit Qty |  | Bidding Notes
Number : 1001
Type : SY09
Name : Multi-Purpose
Rm Qty : 1
Rack, Panels, Misc.
24 | Middle Atlantic | BGR-4532 | BGR-Series 45RU, 32"D Equipment Rack | 1 |  | -
25 | Middle Atlantic | BSPN-45-32 | BGR-Series 45RU, 32"D Side Panels (Pair) | 1 |  | -
26 | Middle Atlantic | RLNK-P920R-SP | 9 Outlet, 20A Surge Protection PDU w/ RackLink | 1 |  | -
27 | Panelcrafters | NV5-RHIM-RevH | Rack ID Panel | 1 |  | -
28 |  |  | Installation Materials as Defined in AV Systems Specification | Lot
29 |  |  | Custom Wall/Floor Box and Decorator-Style Plates as Needed | Lot
30 |  |  | Pre-Made Loose Cabling and Field Cabling as Needed | Lot
31 |  |  | Rack Panels, Vents, Mounts, Shelves, Other Equipment Rack Materials as Needed | Lot
32 |  |  | Wall, Ceiling Mounts and Mounting Hardware as Needed | Lot
33 |  |  | Control System Accessories as Needed | Lot
34 |  |  | Power Supplies and Power Distribution as Needed | Lot
35 |  |  | Cable Terminations, Cable Dressing, Labels, Ties, Cable Management as Needed | Lot
End of System
Audiovisual Systems Audiovisual Systems Bidding Equipment List
ID | Manufacturer | Model | Item / Description | Unit Qty |  | Bidding Notes
Number : 2020, 2022
Type : SY10
Name : Fresh Tissue Lab A & B
Rm Qty : 1
Display Devices
1 | NEC | V864Q | 86" Ultra High Definition Professional Display | 4 |  | -
2 | Chief | Articulating Monitor Mount | Contractor Selected Articulating Arm Monitor Mount |  | 4 | -
Source Devices
3 | Crestron | AM-3200 | AirMedia Wireless Presentation Gateway | 2 |  | -
4 | Owner Furnished | AIO PC | Owner Furnished All-In-One PC (OFCI) | 2 |  | A
Video Capture, Streaming and Conferencing
5 | Vaddio | RoboShot 20 UHD OneLink HDMI | UHD PTZ Camera - 12x Optical / 20x Digital Zoom - 74 Deg. FOV - HD- SDI/Network/HDBT/HDMI Outputs PoE++ - 2160p/30 Native | 4 |  | -
Signal Processing, Routing, and Distribution
6 | Crestron | DM-NVX-363 | DM NVX 4K60 4:4:4 HDR Network AV Scaling Encoder/Decoder w/ HDR, HDCP 2.3, AES67 and Dante Audio, Video Wall Processing, USB and KVM Routing, and Optional Fiber Connectivity | 8 |  | -
7 | Crestron | HD-TX-101-C-1G-E-X-T | DM Lite - HDMI over CATx Transmitter, Wall Plate | 2 |  | D
Speech Reinforcement System/Audio Conferencing
8 | Shure | SLXD1 | Digital Wireless Bodypack Transmitter | 2 |  | -
9 | Shure | WL185 | Cardioid Lavalier Microphone | 2 |  | -
10 | Shure | UA834WB | In-line Antenna Amplifier for Remote Mounting (470-902 MHz) | 2 |  | -
11 | Shure | SBC10-903 | Single Battery Charger for SB903 Battery | 2 |  | -
12 | Contractor Select | Rack Mount for Above | Contractor Selected Rack Mount for Above | 2 |  | -
13 | Shure | SB903 | Lithium-Ion Rechargeable Battery (Spare) | 2 |  | -
Sound Reinforcement System
14 | JBL | LCT-81C/T | Low-Profile Lay-In 2'x2' Ceiling Tile Loudspeaker, 200mm (8") Driver | 16 |  | D
Control System
15 | Crestron | TSW-770-x-S | 7" Wall Mounted PoE+ Landscape Touch Screen w/ HTML5 and Room Scheduling | 2 |  | D
Rack, Panels, Misc.
16 | Middle Atlantic | C5-FF27-3 | C5-Series Frame, (3) Bay, 27"D | 2 |  | D
17 |  |  | Installation Materials as Defined in AV Systems Specification | Lot
18 |  |  | Custom Wall/Floor Box and Decorator-Style Plates as Needed | Lot
19 |  |  | Pre-Made Loose Cabling and Field Cabling as Needed | Lot
20 |  |  | Rack Panels, Vents, Mounts, Shelves, Other Equipment Rack Materials as Needed | Lot
21 |  |  | Wall, Ceiling Mounts and Mounting Hardware as Needed | Lot
22 |  |  | Control System Accessories as Needed | Lot
Audiovisual Systems Audiovisual Systems Bidding Equipment List
ID | Manufacturer | Model | Item / Description | Unit Qty |  | Bidding Notes
Number : 2020, 2022
Type : SY10
Name : Fresh Tissue Lab A & B
Rm Qty : 1
23 |  |  | Power Supplies and Power Distribution as Needed | Lot
24 |  |  | Cable Terminations, Cable Dressing, Labels, Ties, Cable Management as Needed | Lot
End of System
Audiovisual Systems Audiovisual Systems Bidding Equipment List
ID | Manufacturer | Model | Item / Description | Unit Qty |  | Bidding Notes
Number : 2002
Type : SY11
Name : Classroom/Conference
Rm Qty : 1
Display Surfaces
1 | Generic | Projection Screen | Projection Screen per Infrastructure Reference Drawings | 1 |  | -
Display Devices
2 | Christie | DHD850-GS | 7,200 ANSI Lumen, 1-Chip DLP, Laser-Phosphor Light Source, Bold Color, 1920x1080, Lens Not Included | 1 |  | D
3 | Contractor Select | Contractor Select Zoom Lens | Contractor Selected Projector Lens for Above | 1 |  | F
4 | Chief | Projector Ceiling Mount | Contractor Selected Projector Ceiling Mount | 1 |  | D
5 | Owner Furnished | Owner Furnished | Computer Monitor (OFCI) | 1 |  | A
Source Devices
6 | Owner Furnished | Instructor Workstation | Owner Furnished Instructor's Workstation PC (OFCI) | 1 |  | A
7 | Owner Furnished | KM | USB Keyboard & Mouse | 1 |  | -
8 | Crestron | FT2-500-MECH-ACUSB-x | FlipTop FT2 Series, 500 Size, Mechanical, with an AC Power Module and USB Charger Module | 1 |  | D
9 | Crestron | FT2A-PLT-BLANK-10 | Blank Insert for FT2 Series, Pack of 10 | 1 |  | -
Video Capture, Streaming and Conferencing
10 | Vaddio | RoboShot 20 UHD OneLink HDMI | UHD PTZ Camera - 12x Optical / 20x Digital Zoom - 74 Deg. FOV - HD- SDI/Network/HDBT/HDMI Outputs PoE++ - 2160p/30 Native | 1 |  | -
11 | Vaddio | AV Bridge 2x1 | 2x1 HD Video and Audio to USB Bridge for Web Conferencing, HDMI pass-thru and 4x4 Dante Audio Matrix | 1 |  | -
Signal Processing, Routing, and Distribution
12 | Crestron | DM-NVX-363 | DM NVX 4K60 4:4:4 HDR Network AV Scaling Encoder/Decoder w/ HDR, HDCP 2.3, AES67 and Dante Audio, Video Wall Processing, USB and KVM Routing, and Optional Fiber Connectivity | 3 |  | -
13 | Crestron | DM-NVX-351 | DM 4K60 4:4:4 HDR Network AV Encoder/Decoder w/Downmixing | 1 |  | -
Speech Reinforcement System/Audio Conferencing
14 | Shure | Microflex MXA910 | Ceiling Microphone Array, Dante | 1 |  | D
Sound Reinforcement System
15 | JBL | LCT-81C/T | Low-Profile Lay-In 2'x2' Ceiling Tile Loudspeaker, 200mm (8") Driver | 4 |  | D
Control System
16 | Crestron | TSW-570-x-S | 5" Wall Mounted PoE+ Landscape Touch Screen w/ HTML5 and Room Scheduling | 1 |  | D
17 | Crestron | TS-770-x-S | 7" Tabletop PoE+ Touch Screen w/ HTML5, Intercom, and Room Scheduling | 1 |  | D
Rack, Panels, Misc.
18 | Middle Atlantic | L5 Series Lectern | Lectern (coordinate with owner and archtect for configuation and finish) | 1 |  | D
Audiovisual Systems Audiovisual Systems Bidding Equipment List
ID | Manufacturer | Model | Item / Description | Unit Qty |  | Bidding Notes
Number : 2002
Type : SY11
Name : Classroom/Conference
Rm Qty : 1
19 |  |  | Installation Materials as Defined in AV Systems Specification | Lot
20 |  |  | Custom Wall/Floor Box and Decorator-Style Plates as Needed | Lot
21 |  |  | Pre-Made Loose Cabling and Field Cabling as Needed | Lot
22 |  |  | Rack Panels, Vents, Mounts, Shelves, Other Equipment Rack Materials as Needed | Lot
23 |  |  | Wall, Ceiling Mounts and Mounting Hardware as Needed | Lot
24 |  |  | Control System Accessories as Needed | Lot
25 |  |  | Power Supplies and Power Distribution as Needed | Lot
26 |  |  | Cable Terminations, Cable Dressing, Labels, Ties, Cable Management as Needed | Lot
End of System
Audiovisual Systems Audiovisual Systems Bidding Equipment List
ID | Manufacturer | Model | Item / Description | Unit Qty |  | Bidding Notes
Number : 2046
Type : SY12
Name : AV Equipment Room
Rm Qty : 1
Video Capture, Streaming and Conferencing
1 | Sonic Foundry | Mediasite | Rich Media Capture Device (OFCI) | 3 |  | A
Signal Processing, Routing, and Distribution
2 | Crestron | DM-NVX-E760 | DM NVX 4K60 4:4:4 HDR Network AV Encoder with DM Input (PoE++/UPOE) | 2 |  | -
3 | Crestron | DM-NVX-E30 | DM 4K60 4:4:4 HDR Network AV Encoder, PoE+ | 5 |  | -
4 | Crestron | DM-NVX-D30 | DM 4K60 4:4:4 HDR Network AV Decoder, PoE+ | 6 |  | -
5 | Contractor Selected/ Owner Approved | 48-Port Data Patch Panel | Contractor Selected, Owner Approved 48-Port Data Patch Panel, Comply w/ University Standards |  | 1 | -
6 | Contractor Selected/ Owner Approved | 24-Port Data Patch Panel | Contractor Selected, Owner Approved 24-Port Data Patch Panel, Comply w/ University Standards |  | 1 | -
7 | Owner Furnished | Owner Furnished | 24 Port Managed Switch with PoE+ Ports (OFCI) | 1 |  | A
8 | Owner Furnished | Owner Furnished | 48 Port Managed Switch with PoE+ Ports (OFCI) | 1 |  | A
Speech Reinforcement System/Audio Conferencing
9 | Shure | SLXD4 | UHF Frequency Agile Wireless Microphone Single Channel Receiver | 2 |  | -
10 | Shure | UA221 | Passive Antenna Splitter/Combiner Kit | 1 |  | -
Sound Reinforcement System
11 | QSC Audio | Q-SYS Core 110f | 8 Mic/Line In x 8 Line Out and 8 Flex I/O Audio DSP with POTS, VOIP, AES67 and QSYS | 1 |  | -
12 | QSC Audio | Core 8 Flex | 8 Flex I/O Audio DSP with VOIP, AES67, DANTE, USB and QSYS | 1 |  | -
13 | Crestron | AMP-2210T | 2-CH, 210W per @4ohm, 120W per @8ohm, 120W per @70V, Amplifier | 1 |  | -
14 | Crestron | AMP-X50MP | 2-Ch 25W @ 8Ohm, 1-Ch 50W @ 70V Compact Amplifier | 1 |  | -
Control System
15 | Crestron | CP4N | 4-Series Integrated Controller, (3) RS-232, (8) I/O, (8) IR, (8) Relay, Cresnet, LAN, Control Subnet | 1 |  | -
16 | Crestron | CEN-IO-COM-102 | Wired Ethernet Module w/2 COM Ports | 1 |  | -
17 | Crestron | MPC4 | 4-Series Integrated Controller, (1) RS-232, (4) IR, (2) Relay, (2) Digital, Cresnet, LAN | 1 |  | -
Rack, Panels, Misc.
18 | Middle Atlantic | BGR-4532 | BGR-Series 45RU, 32"D Equipment Rack | 1 |  | -
19 | Middle Atlantic | BSPN-45-32 | BGR-Series 45RU, 32"D Side Panels (Pair) | 1 |  | -
20 | Middle Atlantic | RLNK-P920R-SP | 9 Outlet, 20A Surge Protection PDU w/ RackLink | 1 |  | -
21 | Panelcrafters | NV5-RHIM-RevH | Rack ID Panel | 1 |  | -
22 |  |  | Installation Materials as Defined in AV Systems Specification | Lot
23 |  |  | Custom Wall/Floor Box and Decorator-Style Plates as Needed | Lot
24 |  |  | Pre-Made Loose Cabling and Field Cabling as Needed | Lot
Audiovisual Systems Audiovisual Systems Bidding Equipment List
ID | Manufacturer | Model | Item / Description | Unit Qty |  | Bidding Notes
Number : 2046
Type : SY12
Name : AV Equipment Room
Rm Qty : 1
25 |  |  | Rack Panels, Vents, Mounts, Shelves, Other Equipment Rack Materials as Needed | Lot
26 |  |  | Wall, Ceiling Mounts and Mounting Hardware as Needed | Lot
27 |  |  | Control System Accessories as Needed | Lot
28 |  |  | Power Supplies and Power Distribution as Needed | Lot
29 |  |  | Cable Terminations, Cable Dressing, Labels, Ties, Cable Management as Needed | Lot
End of System
Audiovisual Systems Audiovisual Systems Bidding Equipment List
ID | Manufacturer | Model | Item / Description | Unit Qty |  | Bidding Notes
Number : 3036
Type : SY13
Name : Group Fitness
Rm Qty : 1
Display Devices
1 | NEC | M651 | 65” LED LCD Professional Display, 3840 x 2160, 24/7, 500 nits, Landscape/Portrait, RS232C, LAN, Integrated Speakers | 1 |  | -
2 | Chief | Articulating Monitor Mount | Contractor Selected Articulating Arm Monitor Mount |  | 1 | -
Source Devices
3 | QSC Audio | Axon DBU | USB/Bluetooth network audio interface | 1 |  | -
4 | Crestron | AM-3200 | AirMedia Wireless Presentation Gateway | 1 |  | -
Signal Processing, Routing, and Distribution
5 | Crestron | DM-NVX-363 | DM NVX 4K60 4:4:4 HDR Network AV Scaling Encoder/Decoder w/ HDR, HDCP 2.3, AES67 and Dante Audio, Video Wall Processing, USB and KVM Routing, and Optional Fiber Connectivity | 1 |  | -
6 | QSC Audio | D2FLEXio | Dual Analog Flex I/O Dante/AES67 Interface, PoE | 1 |  | -
Speech Reinforcement System/Audio Conferencing
7 | Shure | SLXD14/153T | Wireless System with SLXD1 Bodypack Transmitter and MX153T Earset Headworn Microphone | 1 |  | -
8 | Shure | SBC10-903 | Single Battery Charger for SB903 Battery | 1 |  | -
9 | Contractor Select | Rack Mount for Above | Contractor Selected Rack Mount for Above | 1 |  | -
10 | Shure | SB903 | Lithium-Ion Rechargeable Battery (Spare) | 1 |  | -
Sound Reinforcement System
11 | JBL | LCT-81C/T | Low-Profile Lay-In 2'x2' Ceiling Tile Loudspeaker, 200mm (8") Driver | 4 |  | D
Control System
12 | Crestron | MPC3-102-B | 3-Series Media Presentation Controller | 1 |  | -
13 | Crestron | TSW-570-x-S | 5" Wall Mounted PoE+ Landscape Touch Screen w/ HTML5 and Room Scheduling | 1 |  | D
Rack, Panels, Misc.
14 | Middle Atlantic | RCS-1824 | 18RU 24" Deep Pre-Configured Rack w/Fans | 1 |  | -
15 | Middle Atlantic | PWR-8-V | Essex Power Strip, (8) Outlet | 1 |  | -
16 |  |  | Installation Materials as Defined in AV Systems Specification | Lot
17 |  |  | Custom Wall/Floor Box and Decorator-Style Plates as Needed | Lot
18 |  |  | Pre-Made Loose Cabling and Field Cabling as Needed | Lot
19 |  |  | Rack Panels, Vents, Mounts, Shelves, Other Equipment Rack Materials as Needed | Lot
20 |  |  | Wall, Ceiling Mounts and Mounting Hardware as Needed | Lot
21 |  |  | Control System Accessories as Needed | Lot
22 |  |  | Power Supplies and Power Distribution as Needed | Lot
23 |  |  | Cable Terminations, Cable Dressing, Labels, Ties, Cable Management as Needed | Lot
Audiovisual Systems Audiovisual Systems Bidding Equipment List
ID | Manufacturer | Model | Item / Description | Unit Qty |  | Bidding Notes
Number : 3036
Type : SY13
Name : Group Fitness
Rm Qty : 1
End of System
Audiovisual Systems Audiovisual Systems Bidding Equipment List
ID | Manufacturer | Model | Item / Description | Unit Qty |  | Bidding Notes
Number : 3037
Type : SY14
Name : Group Fitness
Rm Qty : 1
Display Surfaces
1 | Generic | Projection Screen | Projection Screen per Infrastructure Reference Drawings | 1 |  | -
Display Devices
2 | Christie | DHD850-GS | 7,200 ANSI Lumen, 1-Chip DLP, Laser-Phosphor Light Source, Bold Color, 1920x1080, Lens Not Included | 1 |  | D
3 | Contractor Select | Contractor Select Zoom Lens | Contractor Selected Projector Lens for Above | 1 |  | F
4 | Chief | Projector Ceiling Mount | Contractor Selected Projector Ceiling Mount | 1 |  | D
Source Devices
5 | QSC Audio | Axon DBU | USB/Bluetooth network audio interface | 1 |  | -
6 | Crestron | AM-3200 | AirMedia Wireless Presentation Gateway | 1 |  | -
Signal Processing, Routing, and Distribution
7 | Crestron | DM-NVX-363 | DM NVX 4K60 4:4:4 HDR Network AV Scaling Encoder/Decoder w/ HDR, HDCP 2.3, AES67 and Dante Audio, Video Wall Processing, USB and KVM Routing, and Optional Fiber Connectivity | 1 |  | -
8 | QSC Audio | D2FLEXio | Dual Analog Flex I/O Dante/AES67 Interface, PoE | 1 |  | -
Speech Reinforcement System/Audio Conferencing
9 | Shure | SLXD14/153T | Wireless System with SLXD1 Bodypack Transmitter and MX153T Earset Headworn Microphone | 1 |  | -
10 | Shure | SBC10-903 | Single Battery Charger for SB903 Battery | 1 |  | -
11 | Contractor Select | Rack Mount for Above | Contractor Selected Rack Mount for Above | 1 |  | -
12 | Shure | SB903 | Lithium-Ion Rechargeable Battery (Spare) | 1 |  | -
Sound Reinforcement System
13 | JBL | LCT-81C/T | Low-Profile Lay-In 2'x2' Ceiling Tile Loudspeaker, 200mm (8") Driver | 6 |  | D
Control System
14 | Crestron | MPC3-102-B | 3-Series Media Presentation Controller | 1 |  | -
15 | Crestron | TSW-570-x-S | 5" Wall Mounted PoE+ Landscape Touch Screen w/ HTML5 and Room Scheduling | 1 |  | D
Rack, Panels, Misc.
16 | Middle Atlantic | RCS-1824 | 18RU 24" Deep Pre-Configured Rack w/Fans | 1 |  | -
17 | Middle Atlantic | PWR-8-V | Essex Power Strip, (8) Outlet | 1 |  | -
18 |  |  | Installation Materials as Defined in AV Systems Specification | Lot
19 |  |  | Custom Wall/Floor Box and Decorator-Style Plates as Needed | Lot
20 |  |  | Pre-Made Loose Cabling and Field Cabling as Needed | Lot
21 |  |  | Rack Panels, Vents, Mounts, Shelves, Other Equipment Rack Materials as Needed | Lot
Audiovisual Systems Audiovisual Systems Bidding Equipment List
ID | Manufacturer | Model | Item / Description | Unit Qty |  | Bidding Notes
Number : 3037
Type : SY14
Name : Group Fitness
Rm Qty : 1
22 |  |  | Wall, Ceiling Mounts and Mounting Hardware as Needed | Lot
23 |  |  | Control System Accessories as Needed | Lot
24 |  |  | Power Supplies and Power Distribution as Needed | Lot
25 |  |  | Cable Terminations, Cable Dressing, Labels, Ties, Cable Management as Needed | Lot
End of System
Audiovisual Systems Audiovisual Systems Bidding Equipment List
ID | Manufacturer | Model | Item / Description | Unit Qty |  | Bidding Notes
Number : 3039 Type : SY15 Name : Spinning
Rm Qty : 1
Display Surfaces
1 | Generic | Projection Screen | Projection Screen per Infrastructure Reference Drawings | 1 |  | -
Display Devices
2 | Christie | DHD850-GS | 7,200 ANSI Lumen, 1-Chip DLP, Laser-Phosphor Light Source, Bold Color, 1920x1080, Lens Not Included | 1 |  | D
3 | Contractor Select | Contractor Select Zoom Lens | Contractor Selected Projector Lens for Above | 1 |  | F
4 | Chief | Projector Ceiling Mount | Contractor Selected Projector Ceiling Mount | 1 |  | D
Source Devices
5 | QSC Audio | Axon DBU | USB/Bluetooth network audio interface | 1 |  | -
6 | Crestron | AM-3200 | AirMedia Wireless Presentation Gateway | 1 |  | -
Signal Processing, Routing, and Distribution
7 | Crestron | DM-NVX-363 | DM NVX 4K60 4:4:4 HDR Network AV Scaling Encoder/Decoder w/ HDR, HDCP 2.3, AES67 and Dante Audio, Video Wall Processing, USB and KVM Routing, and Optional Fiber Connectivity | 1 |  | -
8 | QSC Audio | D2FLEXio | Dual Analog Flex I/O Dante/AES67 Interface, PoE | 1 |  | -
Speech Reinforcement System/Audio Conferencing
9 | Shure | SLXD14/153T | Wireless System with SLXD1 Bodypack Transmitter and MX153T Earset Headworn Microphone | 1 |  | -
10 | Shure | SBC10-903 | Single Battery Charger for SB903 Battery | 1 |  | -
11 | Contractor Select | Rack Mount for Above | Contractor Selected Rack Mount for Above | 1 |  | -
12 | Shure | SB903 | Lithium-Ion Rechargeable Battery (Spare) | 1 |  | -
Sound Reinforcement System
13 | JBL | LCT-81C/T | Low-Profile Lay-In 2'x2' Ceiling Tile Loudspeaker, 200mm (8") Driver | 4 |  | D
Control System
14 | Crestron | MPC3-102-B | 3-Series Media Presentation Controller | 1 |  | -
15 | Crestron | TSW-570-x-S | 5" Wall Mounted PoE+ Landscape Touch Screen w/ HTML5 and Room Scheduling | 1 |  | D
Rack, Panels, Misc.
16 | Middle Atlantic | RCS-1824 | 18RU 24" Deep Pre-Configured Rack w/Fans | 1 |  | -
17 | Middle Atlantic | PWR-8-V | Essex Power Strip, (8) Outlet | 1 |  | -
18 |  |  | Installation Materials as Defined in AV Systems Specification | Lot
19 |  |  | Custom Wall/Floor Box and Decorator-Style Plates as Needed | Lot
20 |  |  | Pre-Made Loose Cabling and Field Cabling as Needed | Lot
21 |  |  | Rack Panels, Vents, Mounts, Shelves, Other Equipment Rack Materials as Needed | Lot
Audiovisual Systems Audiovisual Systems Bidding Equipment List
ID | Manufacturer | Model | Item / Description | Unit Qty |  | Bidding Notes
Number : 3039 Type : SY15 Name : Spinning
Rm Qty : 1
22 |  |  | Wall, Ceiling Mounts and Mounting Hardware as Needed | Lot
23 |  |  | Control System Accessories as Needed | Lot
24 |  |  | Power Supplies and Power Distribution as Needed | Lot
25 |  |  | Cable Terminations, Cable Dressing, Labels, Ties, Cable Management as Needed | Lot
End of System
Audiovisual Systems Audiovisual Systems Bidding Equipment List
ID | Manufacturer | Model | Item / Description | Unit Qty |  | Bidding Notes
Number : 3040
Type : SY16
Name : Small Group
Rm Qty : 1
Display Devices
1 | NEC | M651 | 65” LED LCD Professional Display, 3840 x 2160, 24/7, 500 nits, Landscape/Portrait, RS232C, LAN, Integrated Speakers | 1 |  | -
2 | Chief | Articulating Monitor Mount | Contractor Selected Articulating Arm Monitor Mount |  | 1 | -
Source Devices
3 | QSC Audio | Axon DBU | USB/Bluetooth network audio interface | 1 |  | -
4 | Crestron | AM-3200 | AirMedia Wireless Presentation Gateway | 1 |  | -
Signal Processing, Routing, and Distribution
5 | Crestron | DM-NVX-363 | DM NVX 4K60 4:4:4 HDR Network AV Scaling Encoder/Decoder w/ HDR, HDCP 2.3, AES67 and Dante Audio, Video Wall Processing, USB and KVM Routing, and Optional Fiber Connectivity | 1 |  | -
6 | QSC Audio | D2FLEXio | Dual Analog Flex I/O Dante/AES67 Interface, PoE | 1 |  | -
Speech Reinforcement System/Audio Conferencing
7 | Shure | SLXD14/153T | Wireless System with SLXD1 Bodypack Transmitter and MX153T Earset Headworn Microphone | 1 |  | -
8 | Shure | SBC10-903 | Single Battery Charger for SB903 Battery | 1 |  | -
9 | Contractor Select | Rack Mount for Above | Contractor Selected Rack Mount for Above | 1 |  | -
10 | Shure | SB903 | Lithium-Ion Rechargeable Battery (Spare) | 1 |  | -
Sound Reinforcement System
11 | JBL | LCT-81C/T | Low-Profile Lay-In 2'x2' Ceiling Tile Loudspeaker, 200mm (8") Driver | 2 |  | D
Control System
12 | Crestron | MPC3-102-B | 3-Series Media Presentation Controller | 1 |  | -
13 | Crestron | TSW-570-x-S | 5" Wall Mounted PoE+ Landscape Touch Screen w/ HTML5 and Room Scheduling | 1 |  | D
Rack, Panels, Misc.
14 | Middle Atlantic | RCS-1824 | 18RU 24" Deep Pre-Configured Rack w/Fans | 1 |  | -
15 | Middle Atlantic | PWR-8-V | Essex Power Strip, (8) Outlet | 1 |  | -
16 |  |  | Installation Materials as Defined in AV Systems Specification | Lot
17 |  |  | Custom Wall/Floor Box and Decorator-Style Plates as Needed | Lot
18 |  |  | Pre-Made Loose Cabling and Field Cabling as Needed | Lot
19 |  |  | Rack Panels, Vents, Mounts, Shelves, Other Equipment Rack Materials as Needed | Lot
20 |  |  | Wall, Ceiling Mounts and Mounting Hardware as Needed | Lot
21 |  |  | Control System Accessories as Needed | Lot
22 |  |  | Power Supplies and Power Distribution as Needed | Lot
23 |  |  | Cable Terminations, Cable Dressing, Labels, Ties, Cable Management as Needed | Lot
Audiovisual Systems Audiovisual Systems Bidding Equipment List
ID | Manufacturer | Model | Item / Description | Unit Qty |  | Bidding Notes
Number : 3040
Type : SY16
Name : Small Group
Rm Qty : 1
End of System
Audiovisual Systems Audiovisual Systems Bidding Equipment List
ID | Manufacturer | Model | Item / Description | Unit Qty |  | Bidding Notes
Number : 3038
Type : SY17
Name : Pin-Loaded Machines/Cardio
Rm Qty : 1
Display Devices
1 | NEC | M651 | 65” LED LCD Professional Display, 3840 x 2160, 24/7, 500 nits, Landscape/Portrait, RS232C, LAN, Integrated Speakers | 3 |  | -
2 | Chief | Articulating Monitor Mount | Contractor Selected Articulating Arm Monitor Mount |  | 3 | -
Source Devices
3 | QSC Audio | Axon DBU | USB/Bluetooth network audio interface | 1 |  | -
Signal Processing, Routing, and Distribution
4 | Crestron | DM-NVX-363 | DM NVX 4K60 4:4:4 HDR Network AV Scaling Encoder/Decoder w/ HDR, HDCP 2.3, AES67 and Dante Audio, Video Wall Processing, USB and KVM Routing, and Optional Fiber Connectivity | 3 |  | -
5 | QSC Audio | D2FLEXio | Dual Analog Flex I/O Dante/AES67 Interface, PoE | 1 |  | -
Speech Reinforcement System/Audio Conferencing
6 | Shure | SLXD14/153T | Wireless System with SLXD1 Bodypack Transmitter and MX153T Earset Headworn Microphone | 1 |  | -
7 | Shure | SBC10-903 | Single Battery Charger for SB903 Battery | 1 |  | -
8 | Contractor Select | Rack Mount for Above | Contractor Selected Rack Mount for Above | 1 |  | -
9 | Shure | SB903 | Lithium-Ion Rechargeable Battery (Spare) | 1 |  | -
Sound Reinforcement System
10 | JBL | Control 64P/T | Compact Full Range Pendant Loudspeaker | 36 |  | -
Control System
11 | Crestron | TSW-570-x-S | 5" Wall Mounted PoE+ Landscape Touch Screen w/ HTML5 and Room Scheduling | 3 |  | D
Rack, Panels, Misc.
12 | Middle Atlantic | RCS-1824 | 18RU 24" Deep Pre-Configured Rack w/Fans | 1 |  | -
13 | Middle Atlantic | PWR-8-V | Essex Power Strip, (8) Outlet | 1 |  | -
14 |  |  | Installation Materials as Defined in AV Systems Specification | Lot
15 |  |  | Custom Wall/Floor Box and Decorator-Style Plates as Needed | Lot
16 |  |  | Pre-Made Loose Cabling and Field Cabling as Needed | Lot
17 |  |  | Rack Panels, Vents, Mounts, Shelves, Other Equipment Rack Materials as Needed | Lot
18 |  |  | Wall, Ceiling Mounts and Mounting Hardware as Needed | Lot
19 |  |  | Control System Accessories as Needed | Lot
20 |  |  | Power Supplies and Power Distribution as Needed | Lot
21 |  |  | Cable Terminations, Cable Dressing, Labels, Ties, Cable Management as Needed | Lot
Audiovisual Systems Audiovisual Systems Bidding Equipment List
ID | Manufacturer | Model | Item / Description | Unit Qty |  | Bidding Notes
Number : 3038
Type : SY17
Name : Pin-Loaded Machines/Cardio
Rm Qty : 1
End of System
Audiovisual Systems Audiovisual Systems Bidding Equipment List
ID | Manufacturer | Model | Item / Description | Unit Qty |  | Bidding Notes
Number : 3044
Type : SY19
Name : AV Equipment Room
Rm Qty : 1
Source Devices
1 | Crestron | AM-3200 | AirMedia Wireless Presentation Gateway | 1 |  | -
2 | Owner Furnished | DMP | Digital Media Player (OFCI) | 1 |  | A
3 | Owner Furnished | CATV Tuner | CATV Tuner (OFCI) | 3 |  | A
Signal Processing, Routing, and Distribution
4 | Crestron | DM-NVX-363 | DM NVX 4K60 4:4:4 HDR Network AV Scaling Encoder/Decoder w/ HDR, HDCP 2.3, AES67 and Dante Audio, Video Wall Processing, USB and KVM Routing, and Optional Fiber Connectivity | 5 |  | -
5 | Contractor Selected/ Owner Approved | 48-Port Data Patch Panel | Contractor Selected, Owner Approved 48-Port Data Patch Panel, Comply w/ University Standards |  | 1 | -
6 | Owner Furnished | Owner Furnished | 48 Port Managed Switch with PoE+ Ports (OFCI) | 1 |  | A
Sound Reinforcement System
7 | QSC Audio | Q-SYS Core 110f | 8 Mic/Line In x 8 Line Out and 8 Flex I/O Audio DSP with POTS, VOIP, AES67 and QSYS | 1 |  | -
8 | LEA Professional | Connect 168D | 8-CH, 160W per channel @4ohm, 8ohm, 70V and 100V. Internal DSP with Crossovers and Dante. | 1 |  | -
Control System
9 | Crestron | CP4N | 4-Series Integrated Controller, (3) RS-232, (8) I/O, (8) IR, (8) Relay, Cresnet, LAN, Control Subnet | 1 |  | -
Rack, Panels, Misc.
10 | Middle Atlantic | BGR-4532 | BGR-Series 45RU, 32"D Equipment Rack | 1 |  | -
11 | Middle Atlantic | BSPN-45-32 | BGR-Series 45RU, 32"D Side Panels (Pair) | 1 |  | -
12 | Middle Atlantic | RLNK-P920R-SP | 9 Outlet, 20A Surge Protection PDU w/ RackLink | 1 |  | -
13 | Panelcrafters | NV5-RHIM-RevH | Rack ID Panel | 1 |  | -
14 |  |  | Installation Materials as Defined in AV Systems Specification | Lot
15 |  |  | Custom Wall/Floor Box and Decorator-Style Plates as Needed | Lot
16 |  |  | Pre-Made Loose Cabling and Field Cabling as Needed | Lot
17 |  |  | Rack Panels, Vents, Mounts, Shelves, Other Equipment Rack Materials as Needed | Lot
18 |  |  | Wall, Ceiling Mounts and Mounting Hardware as Needed | Lot
19 |  |  | Control System Accessories as Needed | Lot
20 |  |  | Power Supplies and Power Distribution as Needed | Lot
21 |  |  | Cable Terminations, Cable Dressing, Labels, Ties, Cable Management as Needed | Lot
End of System
Audiovisual Systems Audiovisual Systems Bidding Equipment List
ID | Manufacturer | Model | Item / Description | Unit Qty |  | Bidding Notes
Number : 3034 Type : SY18 Name : Cardio
Rm Qty : 1
Source Devices
1 | QSC Audio | Axon DBU | USB/Bluetooth network audio interface | 1 |  | -
Signal Processing, Routing, and Distribution
2 | QSC Audio | D2FLEXio | Dual Analog Flex I/O Dante/AES67 Interface, PoE | 1 |  | -
Speech Reinforcement System/Audio Conferencing
3 | Shure | SLXD14/153T | Wireless System with SLXD1 Bodypack Transmitter and MX153T Earset Headworn Microphone | 1 |  | -
4 | Shure | SBC10-903 | Single Battery Charger for SB903 Battery | 1 |  | -
5 | Contractor Select | Rack Mount for Above | Contractor Selected Rack Mount for Above | 1 |  | -
6 | Shure | SB903 | Lithium-Ion Rechargeable Battery (Spare) | 1 |  | -
Sound Reinforcement System
7 | JBL | LCT-81C/T | Low-Profile Lay-In 2'x2' Ceiling Tile Loudspeaker, 200mm (8") Driver | 5 |  | D
Control System
8 | Crestron | MPC3-102-B | 3-Series Media Presentation Controller | 1 |  | -
Rack, Panels, Misc.
9 | Middle Atlantic | RCS-1824 | 18RU 24" Deep Pre-Configured Rack w/Fans | 1 |  | -
10 | Middle Atlantic | PWR-8-V | Essex Power Strip, (8) Outlet | 1 |  | -
11 |  |  | Installation Materials as Defined in AV Systems Specification | Lot
12 |  |  | Custom Wall/Floor Box and Decorator-Style Plates as Needed | Lot
13 |  |  | Pre-Made Loose Cabling and Field Cabling as Needed | Lot
14 |  |  | Rack Panels, Vents, Mounts, Shelves, Other Equipment Rack Materials as Needed | Lot
15 |  |  | Wall, Ceiling Mounts and Mounting Hardware as Needed | Lot
16 |  |  | Control System Accessories as Needed | Lot
17 |  |  | Power Supplies and Power Distribution as Needed | Lot
18 |  |  | Cable Terminations, Cable Dressing, Labels, Ties, Cable Management as Needed | Lot
End of System
Audiovisual Systems Audiovisual Systems Bidding Equipment List
ID | Manufacturer | Model | Item / Description | Unit Qty |  | Bidding Notes
Number : 4000
Type : SY20
Name : Testing Lab
Rm Qty : 1
Display Devices
1 | NEC/Sharp | M431 | 43” LED LCD Professional Display, 3840 x 2160, 24/7, 500 nits, Landscape/Portrait, RS232C, LAN,Integrated Speakers | 3 |  | -
2 | Chief | Articulating Monitor Mount | Contractor Selected Articulating Arm Monitor Mount |  | 3 | -
Source Devices
3 | Owner Furnished | Workstation - 1 Output | Owner Furnished PC w/1 Output (OFCI) | 3 |  | A
Video Capture, Streaming and Conferencing
4 | Axis | P3247LV | Network Camera | 41 |  | -
5 | Axis | TP3201 | Network Camera Recessed Mount | 41 |  | -
6 | Axis | TP3901 | Microphone Kit | 41 |  | -
Speech Reinforcement System/Audio Conferencing
7 | Shure | SLXD4 | UHF Frequency Agile Wireless Microphone Single Channel Receiver | 1 |  | -
8 | Shure | SLXD1 | Digital Wireless Bodypack Transmitter | 1 |  | -
9 | Shure | WL185 | Cardioid Lavalier Microphone | 1 |  | -
10 | Shure | UA834WB | In-line Antenna Amplifier for Remote Mounting (470-902 MHz) | 1 |  | -
11 | Shure | UA221 | Passive Antenna Splitter/Combiner Kit | 1 |  | -
12 | Shure | SBC10-903 | Single Battery Charger for SB903 Battery | 1 |  | -
13 | Contractor Select | Rack Mount for Above | Contractor Selected Rack Mount for Above | 1 |  | -
14 | Shure | SB903 | Lithium-Ion Rechargeable Battery (Spare) | 1 |  | -
Sound Reinforcement System
15 | QSC Audio | Q-SYS Core 110f | 8 Mic/Line In x 8 Line Out and 8 Flex I/O Audio DSP with POTS, VOIP, AES67 and QSYS | 1 |  | -
16 | LEA Professional | Connect 168D | 8-CH, 160W per channel @4ohm, 8ohm, 70V and 100V. Internal DSP with Crossovers and Dante. | 1 |  | -
17 | JBL | LCT-81C/T | Low-Profile Lay-In 2'x2' Ceiling Tile Loudspeaker, 200mm (8") Driver | 49 |  | D
18 | JBL | Control 24CT | 4" Ceiling Loudspeaker w/70V Transformer | 7 |  | -
Control System
19 | Crestron | CP4N | 4-Series Integrated Controller, (3) RS-232, (8) I/O, (8) IR, (8) Relay, Cresnet, LAN, Control Subnet | 1 |  | -
20 | Owner Furnished | Owner Furnished | 10 Port Managed Switch with PoE+ Ports (OFCI) | 1 |  | A
Rack, Panels, Misc.
21 | Middle Atlantic | RCS-1824 | 18RU 24" Deep Pre-Configured Rack w/Fans | 1 |  | -
22 | Middle Atlantic | PWR-8-V | Essex Power Strip, (8) Outlet | 1 |  | -
23 | Panelcrafters | NV5-RHIM-RevH | Rack ID Panel | 1 |  | -
24 |  |  | Installation Materials as Defined in AV Systems Specification | Lot
25 |  |  | Custom Wall/Floor Box and Decorator-Style Plates as Needed | Lot
Audiovisual Systems Audiovisual Systems Bidding Equipment List
ID | Manufacturer | Model | Item / Description | Unit Qty |  | Bidding Notes
Number : 4000
Type : SY20
Name : Testing Lab
Rm Qty : 1
26 |  |  | Pre-Made Loose Cabling and Field Cabling as Needed | Lot
27 |  |  | Rack Panels, Vents, Mounts, Shelves, Other Equipment Rack Materials as Needed | Lot
28 |  |  | Wall, Ceiling Mounts and Mounting Hardware as Needed | Lot
29 |  |  | Control System Accessories as Needed | Lot
30 |  |  | Power Supplies and Power Distribution as Needed | Lot
31 |  |  | Cable Terminations, Cable Dressing, Labels, Ties, Cable Management as Needed | Lot
End of System
Audiovisual Systems Audiovisual Systems Bidding Equipment List
ID | Manufacturer | Model | Item / Description | Unit Qty |  | Bidding Notes
Number : 4332, 4432, 5134, 5234, 6133, 6233, 7132, 7233, 8133, 8233
Type : SY21
Name : Large Conference Room
Rm Qty : 10
Display Devices
1 | NEC | V864Q | 86" Ultra High Definition Professional Display | 1 |  | -
2 | Chief | Articulating Monitor Mount | Contractor Selected Articulating Arm Monitor Mount |  | 1 | -
Source Devices
3 | Owner Furnished | Instructor Workstation | Owner Furnished Instructor's Workstation PC (OFCI) | 1 |  | A
4 | Owner Furnished | Wireless Keyboard/Mouse | Wireless Keyboard and Mouse | 1 |  | -
5 | Crestron | FT2-500-MECH-ACUSB-x | FlipTop FT2 Series, 500 Size, Mechanical, with an AC Power Module and USB Charger Module | 1 |  | D
6 | Crestron | FT2A-PLT-BLANK-10 | Blank Insert for FT2 Series, Pack of 10 | 1 |  | -
Video Capture, Streaming and Conferencing
7 | Marshall Electronics | CV610-U3-V2 | Compact USB 3.0/2.0 PTZ 10x Optical Zoom AF Camera | 1 |  | -
Signal Processing, Routing, and Distribution
8 | Crestron | DM-NVX-363 | DM NVX 4K60 4:4:4 HDR Network AV Scaling Encoder/Decoder w/ HDR, HDCP 2.3, AES67 and Dante Audio, Video Wall Processing, USB and KVM Routing, and Optional Fiber Connectivity | 2 |  | -
9 | Crestron | DM-NVX-351 | DM 4K60 4:4:4 HDR Network AV Encoder/Decoder w/Downmixing | 1 |  | -
Speech Reinforcement System/Audio Conferencing
10 | Shure | Microflex MXA910 | Ceiling Microphone Array, Dante | 1 |  | D
11 | Shure | Intellimix P300 | Audio Conferencing Processor | 1 |  | -
Sound Reinforcement System
12 | Crestron | AMP-X50MP | 2-Ch 25W @ 8Ohm, 1-Ch 50W @ 70V Compact Amplifier | 1 |  | -
13 | JBL | LCT-81C/T | Low-Profile Lay-In 2'x2' Ceiling Tile Loudspeaker, 200mm (8") Driver | 2 |  | D
Control System
14 | Crestron | TSW-570-x-S | 5" Wall Mounted PoE+ Landscape Touch Screen w/ HTML5 and Room Scheduling | 2 |  | D
15 | Crestron | MPC4 | 4-Series Integrated Controller, (1) RS-232, (4) IR, (2) Relay, (2) Digital, Cresnet, LAN | 1 |  | -
16 | Owner Furnished | Owner Furnished | 10 Port Managed Switch with PoE+ Ports (OFCI) | 1 |  | A
Rack, Panels, Misc.
17 | Middle Atlantic | RCS-1824 | 18RU 24" Deep Pre-Configured Rack w/Fans | 1 |  | -
18 | Middle Atlantic | PWR-8-V | Essex Power Strip, (8) Outlet | 1 |  | -
19 | Panelcrafters | NV5-RHIM-RevH | Rack ID Panel | 1 |  | -
20 |  |  | Installation Materials as Defined in AV Systems Specification | Lot
21 |  |  | Custom Wall/Floor Box and Decorator-Style Plates as Needed | Lot
22 |  |  | Pre-Made Loose Cabling and Field Cabling as Needed | Lot
Audiovisual Systems Audiovisual Systems Bidding Equipment List
ID | Manufacturer | Model | Item / Description | Unit Qty |  | Bidding Notes
Number : 4332, 4432, 5134, 5234, 6133, 6233, 7132, 7233, 8133, 8233
Type : SY21
Name : Large Conference Room
Rm Qty : 10
23 |  |  | Rack Panels, Vents, Mounts, Shelves, Other Equipment Rack Materials as Needed | Lot
24 |  |  | Wall, Ceiling Mounts and Mounting Hardware as Needed | Lot
25 |  |  | Control System Accessories as Needed | Lot
26 |  |  | Power Supplies and Power Distribution as Needed | Lot
27 |  |  | Cable Terminations, Cable Dressing, Labels, Ties, Cable Management as Needed | Lot
End of System
Audiovisual Systems Audiovisual Systems Bidding Equipment List
ID | Manufacturer | Model | Item / Description | Unit Qty |  | Bidding Notes
Number : 2014, 6102, 6202, 7155, 7255, 8156
Type : SY22
Name : Small Conference Room
Rm Qty : 6
Display Devices
1 | NEC | M551 | 55” LED LCD Professional Display, 3840 x 2160, 24/7, 500 nits, Landscape/Portrait, RS232C, LAN, Integrated Speakers | 1 |  | -
2 | Chief | Articulating Monitor Mount | Contractor Selected Articulating Arm Monitor Mount |  | 1 | -
Source Devices
3 | Owner Furnished | Instructor Workstation | Owner Furnished Instructor's Workstation PC (OFCI) | 1 |  | A
4 | Owner Furnished | Wireless Keyboard/Mouse | Wireless Keyboard and Mouse | 1 |  | -
5 | Crestron | FT2-500-MECH-ACUSB-x | FlipTop FT2 Series, 500 Size, Mechanical, with an AC Power Module and USB Charger Module | 1 |  | D
6 | Crestron | FT2A-PLT-BLANK-10 | Blank Insert for FT2 Series, Pack of 10 | 1 |  | -
Video Capture, Streaming and Conferencing
7 | Logitech | Meetup | All-In-One Conference Camera with Microphone | 1 |  | -
Signal Processing, Routing, and Distribution
8 | Crestron | DM-TX-4KZ-100-C-1G-x-T | DigitalMedia 8G+® 4K60 4:4:4 HDR Wall Plate Transmitter | 1 |  | D
9 | Crestron | DM-RMC-4KZ-100-C | 4K60 4:4:4: HDR Receiver & Room Controller 100 | 1 |  | -
Control System
10 | Crestron | MPC3-102-B | 3-Series Media Presentation Controller | 1 |  | -
11 | Crestron | TSW-570-x-S | 5" Wall Mounted PoE+ Landscape Touch Screen w/ HTML5 and Room Scheduling | 1 |  | D
Rack, Panels, Misc.
12 |  |  | Installation Materials as Defined in AV Systems Specification | Lot
13 |  |  | Custom Wall/Floor Box and Decorator-Style Plates as Needed | Lot
14 |  |  | Pre-Made Loose Cabling and Field Cabling as Needed | Lot
15 |  |  | Rack Panels, Vents, Mounts, Shelves, Other Equipment Rack Materials as Needed | Lot
16 |  |  | Wall, Ceiling Mounts and Mounting Hardware as Needed | Lot
17 |  |  | Control System Accessories as Needed | Lot
18 |  |  | Power Supplies and Power Distribution as Needed | Lot
19 |  |  | Cable Terminations, Cable Dressing, Labels, Ties, Cable Management as Needed | Lot
End of System
Audiovisual Systems Audiovisual Systems Bidding Equipment List
ID | Manufacturer | Model | Item / Description | Unit Qty |  | Bidding Notes
Number : 4353
Type : SY23
Name : Distance Learning
Rm Qty : 1
Display Devices
1 | NEC | V864Q | 86" Ultra High Definition Professional Display | 1 |  | -
2 | Chief | Articulating Monitor Mount | Contractor Selected Articulating Arm Monitor Mount |  | 1 | -
Source Devices
3 | Owner Furnished | Instructor Workstation | Owner Furnished Instructor's Workstation PC (OFCI) | 1 |  | A
4 | Owner Furnished | Wireless Keyboard/Mouse | Wireless Keyboard and Mouse | 1 |  | -
5 | Crestron | FT2-500-MECH-ACUSB-x | FlipTop FT2 Series, 500 Size, Mechanical, with an AC Power Module and USB Charger Module | 1 |  | D
6 | Crestron | FT2A-PLT-BLANK-10 | Blank Insert for FT2 Series, Pack of 10 | 1 |  | -
Video Capture, Streaming and Conferencing
7 | Marshall Electronics | CV610-U3-V2 | Compact USB 3.0/2.0 PTZ 10x Optical Zoom AF Camera | 1 |  | -
Signal Processing, Routing, and Distribution
8 | Crestron | DM-NVX-363 | DM NVX 4K60 4:4:4 HDR Network AV Scaling Encoder/Decoder w/ HDR, HDCP 2.3, AES67 and Dante Audio, Video Wall Processing, USB and KVM Routing, and Optional Fiber Connectivity | 2 |  | -
9 | Crestron | DM-NVX-351 | DM 4K60 4:4:4 HDR Network AV Encoder/Decoder w/Downmixing | 1 |  | -
Sound Reinforcement System
10 | Crestron | AMP-X50MP | 2-Ch 25W @ 8Ohm, 1-Ch 50W @ 70V Compact Amplifier | 1 |  | -
11 | JBL | LCT-81C/T | Low-Profile Lay-In 2'x2' Ceiling Tile Loudspeaker, 200mm (8") Driver | 2 |  | D
Control System
12 | Crestron | TSW-570-x-S | 5" Wall Mounted PoE+ Landscape Touch Screen w/ HTML5 and Room Scheduling | 2 |  | D
13 | Crestron | MPC4 | 4-Series Integrated Controller, (1) RS-232, (4) IR, (2) Relay, (2) Digital, Cresnet, LAN | 1 |  | -
14 | Owner Furnished | Owner Furnished | 10 Port Managed Switch with PoE+ Ports (OFCI) | 1 |  | A
Rack, Panels, Misc.
15 | Middle Atlantic | RCS-1824 | 18RU 24" Deep Pre-Configured Rack w/Fans | 1 |  | -
16 | Middle Atlantic | PWR-8-V | Essex Power Strip, (8) Outlet | 1 |  | -
17 | Panelcrafters | NV5-RHIM-RevH | Rack ID Panel | 1 |  | -
18 |  |  | Installation Materials as Defined in AV Systems Specification | Lot
19 |  |  | Custom Wall/Floor Box and Decorator-Style Plates as Needed | Lot
20 |  |  | Pre-Made Loose Cabling and Field Cabling as Needed | Lot
21 |  |  | Rack Panels, Vents, Mounts, Shelves, Other Equipment Rack Materials as Needed | Lot
22 |  |  | Wall, Ceiling Mounts and Mounting Hardware as Needed | Lot
23 |  |  | Control System Accessories as Needed | Lot
Audiovisual Systems Audiovisual Systems Bidding Equipment List
ID | Manufacturer | Model | Item / Description | Unit Qty |  | Bidding Notes
Number : 4353
Type : SY23
Name : Distance Learning
Rm Qty : 1
24 |  |  | Power Supplies and Power Distribution as Needed | Lot
25 |  |  | Cable Terminations, Cable Dressing, Labels, Ties, Cable Management as Needed | Lot
End of System
Audiovisual Systems Audiovisual Systems Bidding Equipment List
ID | Manufacturer | Model | Item / Description | Unit Qty |  | Bidding Notes
Number : 1104, 1105, 1106, 1107 1108, 1109, 1110, 1113, 1115, 1116, 1117, 1118, 1119, 1120
Type : MSY01
Name : Exam
Rm Qty : 14
Display Devices
1 | Ergotron | 45-358-026 | LX Wall Mount Sit/Stand System, Track Mount, Keyboard Arm, LCD Arm, CPU Holder | 1 |  | -
2 | Ergotron | 60-593-216 | StyleView Low-Profile Vertical Lift, High Traffic Areas | 1 |  | -
Source Devices
3 | Owner Furnished | Workstation - AIO | Owner Furnished All-In-One PC (OFCI) | 2 |  | A
4 | Owner Furnished | KM | USB Keyboard & Mouse | 2 |  | -
Video Capture, Streaming and Conferencing
5 | CAE | ACC-LSEP20 | Digital PTZ Camera | 1 |  | -
6 | CAE | ACC-LSEP48 | Optical PTZ Camera | 1 |  | -
7 | Axis | T94P01L | Recessed Mount for AXIS M55 Series | 1 |  | -
8 | Huddly | IQ w/ Mic | Auto-Framing Web Camera w/ Built-in Microphone | 1 |  | -
Signal Processing, Routing, and Distribution
9 | Crestron | DM-NVX-E30 | DM 4K60 4:4:4 HDR Network AV Encoder, PoE+ | 2 |  | -
Speech Reinforcement System/Audio Conferencing
10 | Shure | MX202x/C | Hanging Mini-Condenser Cardioid Mic, w/Cable, In-Line Preamp | 1 |  | D
11 | CAE / Axis | P8221 | Learning Space Digital Audio Interface | 1 |  | -
Sound Reinforcement System
12 | QSC Audio | Q-SYS I/O-22 | 2 In x 2 Out Audio Expansion Device | 1 |  | -
13 | JBL | Control 14C/T | Two-Way 4" Coaxial Ceiling Loudspeaker | 1 |  | D
Audiovisual Systems Audiovisual Systems Bidding Equipment List
ID | Manufacturer | Model | Item / Description | Unit Qty |  | Bidding Notes
Number : 1104, 1105, 1106, 1107 1108, 1109, 1110, 1113, 1115, 1116, 1117, 1118, 1119, 1120
Type : MSY01
Name : Exam
Rm Qty : 14
Rack, Panels, Misc.
14 |  |  | Installation Materials as Defined in AV Systems Specification | Lot
15 |  |  | Custom Wall/Floor Box and Decorator-Style Plates as Needed | Lot
16 |  |  | Pre-Made Loose Cabling and Field Cabling as Needed | Lot
17 |  |  | Rack Panels, Vents, Mounts, Shelves, Other Equipment Rack Materials as Needed | Lot
18 |  |  | Wall, Ceiling Mounts and Mounting Hardware as Needed | Lot
19 |  |  | Control System Accessories as Needed | Lot
20 |  |  | Power Supplies and Power Distribution as Needed | Lot
21 |  |  | Cable Terminations, Cable Dressing, Labels, Ties, Cable Management as Needed | Lot
End of System
Audiovisual Systems Audiovisual Systems Bidding Equipment List
ID | Manufacturer | Model | Item / Description | Unit Qty |  | Bidding Notes
Number : 1103, 1114
Type : MSY02
Name : Exam Large
Rm Qty : 2
Display Devices
1 | Ergotron | 45-358-026 | LX Wall Mount Sit/Stand System, Track Mount, Keyboard Arm, LCD Arm, CPU Holder | 1 |  | -
2 | Ergotron | 60-593-216 | StyleView Low-Profile Vertical Lift, High Traffic Areas | 1 |  | -
Source Devices
3 | Owner Furnished | Workstation - AIO | Owner Furnished All-In-One PC (OFCI) | 2 |  | A
4 | Owner Furnished | KM | USB Keyboard & Mouse | 2 |  | -
Video Capture, Streaming and Conferencing
5 | CAE | ACC-LSEP20 | Digital PTZ Camera | 1 |  | -
6 | CAE | ACC-LSEP48 | Optical PTZ Camera | 3 |  | -
7 | Axis | T94P01L | Recessed Mount for AXIS M55 Series | 1 |  | -
8 | Huddly | IQ w/ Mic | Auto-Framing Web Camera w/ Built-in Microphone | 1 |  | -
Signal Processing, Routing, and Distribution
9 | Crestron | DM-NVX-E30 | DM 4K60 4:4:4 HDR Network AV Encoder, PoE+ | 3 |  | -
Speech Reinforcement System/Audio Conferencing
10 | Shure | MX202x/C | Hanging Mini-Condenser Cardioid Mic, w/Cable, In-Line Preamp | 2 |  | D
11 | CAE / Axis | P8221 | Learning Space Digital Audio Interface | 2 |  | -
Sound Reinforcement System
12 | QSC Audio | Q-SYS I/O-22 | 2 In x 2 Out Audio Expansion Device | 2 |  | -
13 | JBL | Control 14C/T | Two-Way 4" Coaxial Ceiling Loudspeaker | 2 |  | D
Audiovisual Systems Audiovisual Systems Bidding Equipment List
ID | Manufacturer | Model | Item / Description | Unit Qty |  | Bidding Notes
Number : 1103, 1114
Type : MSY02
Name : Exam Large
Rm Qty : 2
Rack, Panels, Misc.
14 |  |  | Installation Materials as Defined in AV Systems Specification | Lot
15 |  |  | Custom Wall/Floor Box and Decorator-Style Plates as Needed | Lot
16 |  |  | Pre-Made Loose Cabling and Field Cabling as Needed | Lot
17 |  |  | Rack Panels, Vents, Mounts, Shelves, Other Equipment Rack Materials as Needed | Lot
18 |  |  | Wall, Ceiling Mounts and Mounting Hardware as Needed | Lot
19 |  |  | Control System Accessories as Needed | Lot
20 |  |  | Power Supplies and Power Distribution as Needed | Lot
21 |  |  | Cable Terminations, Cable Dressing, Labels, Ties, Cable Management as Needed | Lot
End of System
Audiovisual Systems Audiovisual Systems Bidding Equipment List
ID | Manufacturer | Model | Item / Description | Unit Qty |  | Bidding Notes
Number : 1123
Type : MSY03
Name : Control / Monitoring - East, North & South
Rm Qty : 1
Proctor Station (1)
1 | NEC | M491 | 49” LED LCD Professional Display, 3840 x 2160, 24/7, 500 nits, Landscape/Portrait, RS232C, LAN, Integrated Speakers | 3 |  | -
2 | Chief | TS325T | Medium THINSTALL Dual Swing Arm Wall Display Mount - 25" Extension | 3 |  | -
3 | NEC | EA271U-BK | 27" 4K UHD Widescreen Desktop Monitor w/ USB-C | 2 |  | -
4 | Chief | TS118SU | Small THINSTALL Dual Swing Arm Wall Display Mount - 18" Extension | 2 |  | -
5 | Owner Furnished | 24" Monitor | 24" LCD Monitor, 1920x1080 Native (OFCI) | 2 |  | A
6 | HP | Z2 Mini G5 | Performance Workstation, Windows 10 Pro, Intel I7, 16GB RAM, N-Vidia Quadro w/ 4 outputs | 3 |  | -
7 | Owner Furnished | KM | USB Keyboard & Mouse | 2 |  | -
8 | Owner Furnished | Owner Furnished | VoIP Desktop Phone (OFCI) | 1 |  | A
9 | CAE / Axis | P8221 | Learning Space Digital Audio Interface | 2 |  | -
10 | Clock Audio | DMB1 - D44 | Desk PTT Paging Microphone (D44) - Single Zone - Moment or Latch - w/Feedback | 1 |  | -
11 | QSC Audio | Q-SYS I/O-8 FLEX | Network 8 Flex Channel Audio I/O Expansion Device w/GPIO, 1x RS232 and USB, PoE+ | 1 |  | -
12 | Mpow | MPBH209AH-US | EG3 Gaming Headphones, 50mm Driver, Stereo Over-Ear USB Computer Headset with Noise Cancelling Mic, Easy Volume/Mic Control for PC, Mac | 1 |  | -
13 | JVC | HA-V570 | Supra-Aural Monitor Headphones with In-cord Volume Control | 2 |  | -
14 | Rolls | HA243 | 4 Channel Studiophile Headphone Amplifier w/ 2 Inputs | 1 |  | -
15 | M-Audio | BX4 | 4.5" 2-Way Powered Desktop Studio Loudspeakers (Pair) | 1 |  | -
16 | QSC Audio | MP-A20V | 2-CH, 200W @ 4/8Ohm, 70/100V Audio Amplifier | 1 |  | -
17 | Crestron | TS-1070-x-S | 10" Tabletop PoE+ Touch Screen w/ HTML5, Intercom, and Room Scheduling | 1 |  | D
18 | Tripp-Lite | B006-VU4-R | 4-Port Desktop KVM Switch | 1 |  | -
19 | Middle Atlantic | BRK12-22 | BRK Series 12RU, 22"D Black Laminate rack | 1 |  | D
20 | MinuteMan | ED1500RTXL2U | UPS with power conditioning 2U 1500VA/1350W 120 VAC Rack/Wall/Tower mountable | 1 |  | -
21 | MinuteMan | SNMP-NV6 | Remote Power Management Adapter | 1 |  | -
22 | MinuteMan | E BRKT RAIL | Rack mount kit for UPS | 1 |  | -
Observer Station (14)
23 | Owner Furnished | 24" Monitor | 24" LCD Monitor, 1920x1080 Native (OFCI) | 14 |  | A
24 | Owner Furnished | Workstation - 1 Output | Owner Furnished PC w/1 Output (OFCI) | 14 |  | A
25 | Owner Furnished | KM | USB Keyboard & Mouse | 14 |  | -
26 | Mpow | MPBH209AH-US | EG3 Gaming Headphones, 50mm Driver, Stereo Over-Ear USB Computer Headset with Noise Cancelling Mic, Easy Volume/Mic Control for PC, Mac | 14 |  | -
27 | Crestron | TS-770-x-S | 7" Tabletop PoE+ Touch Screen w/ HTML5, Intercom, and Room Scheduling | 14 |  | D
28 | MinuteMan | ED1000RTXL2U | UPS with power conditioning 2U 1000VA/900W 120 VAC Rack/Wall/Tower mountable | 7 |  | -
29 | MinuteMan | SNMP-NV6 | Remote Power Management Adapter | 7 |  | -
Audiovisual Systems Audiovisual Systems Bidding Equipment List
ID | Manufacturer | Model | Item / Description | Unit Qty |  | Bidding Notes
Number : 1123
Type : MSY03
Name : Control / Monitoring - East, North & South
Rm Qty : 1
Rack, Panels, Misc.
30 |  |  | Installation Materials as Defined in AV Systems Specification | Lot
31 |  |  | Custom Wall/Floor Box and Decorator-Style Plates as Needed | Lot
32 |  |  | Pre-Made Loose Cabling and Field Cabling as Needed | Lot
33 |  |  | Rack Panels, Vents, Mounts, Shelves, Other Equipment Rack Materials as Needed | Lot
34 |  |  | Wall, Ceiling Mounts and Mounting Hardware as Needed | Lot
35 |  |  | Control System Accessories as Needed | Lot
36 |  |  | Power Supplies and Power Distribution as Needed | Lot
37 |  |  | Cable Terminations, Cable Dressing, Labels, Ties, Cable Management as Needed | Lot
End of System
Audiovisual Systems Audiovisual Systems Bidding Equipment List
ID | Manufacturer | Model | Item / Description | Unit Qty |  | Bidding Notes
Number : 1100, 1101, 1107, 1111, 1112, 1121
Type : MSY04
Name : SP Area Corridors & Reception
Rm Qty : 1
Reception 1130
1 | NEC | M651 | 65” LED LCD Professional Display, 3840 x 2160, 24/7, 500 nits, Landscape/Portrait, RS232C, LAN, Integrated Speakers | 1 |  | -
2 | Chief | Articulating Monitor Mount | Contractor Selected Articulating Arm Monitor Mount |  | 1 | -
3 | Owner Furnished | DMP | Digital Media Player (OFCI) | 1 |  | A
4 | Crestron | AM-3200 | AirMedia Wireless Presentation Gateway | 1 |  | -
5 | JBL | PSB-1 | 2.0 Channel Soundbar | 1 |  | -
6 | JBL | Control 65 P/T | 5.25" Compact Full Range Pendant Loudspeaker 8?/70v | 4 |  | -
7 | Stewart Audio | CVA40-1-CV-D | Single-Channel Dante Subcompact PoE++ Amplifier 40W x 1 @ 70V/100V (60W Port Power or Injector) Plenum Rated, Supports AES67 | 1 |  | -
8 | Crestron | TSW-770-x-S | 7" Wall Mounted PoE+ Landscape Touch Screen w/ HTML5 and Room Scheduling | 1 |  | D
SP Corridors
9 | CAE | ACC-LSEP48 | Optical PTZ Camera | 7 |  | -
10 | Axis | T94P01L | Recessed Mount for AXIS M55 Series | 7 |  | -
11 | JBL | LCT 81C/T | Low-Profile 2' x 2' Ceiling Tile Loudspeaker w/ 8" Driver, Single - Sold in Pairs | 26 |  | -
Student Corridors
12 | CAE | ACC-LSEP48 | Optical PTZ Camera | 6 |  | -
13 | Axis | T94P01L | Recessed Mount for AXIS M55 Series | 6 |  | -
14 | JBL | LCT 81C/T | Low-Profile 2' x 2' Ceiling Tile Loudspeaker w/ 8" Driver, Single - Sold in Pairs | 26 |  | -
Rack, Panels, Misc.
15 |  |  | Installation Materials as Defined in AV Systems Specification | Lot
16 |  |  | Custom Wall/Floor Box and Decorator-Style Plates as Needed | Lot
17 |  |  | Pre-Made Loose Cabling and Field Cabling as Needed | Lot
18 |  |  | Rack Panels, Vents, Mounts, Shelves, Other Equipment Rack Materials as Needed | Lot
19 |  |  | Wall, Ceiling Mounts and Mounting Hardware as Needed | Lot
20 |  |  | Control System Accessories as Needed | Lot
21 |  |  | Power Supplies and Power Distribution as Needed | Lot
22 |  |  | Cable Terminations, Cable Dressing, Labels, Ties, Cable Management as Needed | Lot
End of System
Audiovisual Systems Audiovisual Systems Bidding Equipment List
ID | Manufacturer | Model | Item / Description | Unit Qty |  | Bidding Notes
Number : 1125
Type : MSY05
Name : SP Lounge
Rm Qty : 1
Display Devices
1 | Ergotron | LX Desk Mount Series | Contractor Selected Articulating Arm Monitor Mount | 1 |  | -
2 | NEC | V864Q | 86" Ultra High Definition Professional Display | 1 |  | -
3 | Chief | CSMP9X12 | Component Storage Panel For Mounting Devices to the Wall Behind a Display | 1 |  | -
4 | Chief | Articulating Monitor Mount | Contractor Selected Articulating Arm Monitor Mount | 1 |  | -
Source Devices
5 | Owner Furnished | Workstation - AIO | Owner Furnished All-In-One PC (OFCI) | 1 |  | A
6 | Owner Furnished | KM | USB Keyboard & Mouse | 1 |  | -
Video Capture, Streaming and Conferencing
7 | CAE | ACC-LSEP20 | Digital PTZ Camera | 2 |  | -
8 | Crestron | AM-3200 | AirMedia Wireless Presentation Gateway | 1 |  | -
9 | Vaddio | RoboShot 20 UHD OneLink HDMI System | UHD PTZ Camera & Receiver - 12x Optical / 20x Digital Zoom - 74 Deg. FOV - HD- SDI/Network/HDBT/HDMI Outputs PoE++ - 2160p/30 Native | 1 |  | -
10 | Vaddio | AV Bridge Mini | HD Video and Audio to USB Bridge for Web Conferencing | 1 |  | -
Signal Processing, Routing, and Distribution
11 | Crestron | DM-NVX-360 | DM NVX 4K60 4:4:4 HDR Network AV Scaling Encoder/Decoder w/ HDR, HDCP 2.3, AES67, Video Wall Processing, USB and KVM Routing, and Optional Fiber Connectivity |  | 2 | -
12 | Crestron | DM-NVX-351 | DM 4K60 4:4:4 HDR Network AV Encoder/Decoder w/Downmixing | 1 |  | -
Speech Reinforcement System/Audio Conferencing
13 | CAE / Axis | P8221 | Learning Space Digital Audio Interface | 1 |  | -
14 | AKG | GN30E | 12" Gooseneck with XLR Connector | 1 |  | -
15 | AKG | CK80 | HyperCardioid Shotgun Microphone Capsule - Speech Optimized | 1 |  | -
16 | Shure | QLXD14/85 | Combination System w/Wl185 Lavalier Element and QLXD1 Bodypack and QLXD4 Receiver | 1 |  | -
17 | Shure | SBC200-US | Dual Docking Recharging Station (w/Power Supply) | 1 |  | -
18 | Shure | SB900B | Lithium-Ion Rechargeable Battery | 2 |  | -
19 | Shure | MXA910W-US | Microflex Advance Ceiling Array Microphone, Dante (New US Version) | 1 |  | -
Sound Reinforcement System
20 | QSC Audio | Axon A4FLEX | Mic/Line Connectivity Interface, AES67 | 1 |  | -
21 | QSC Audio | D2FLEXio | Dual Analog Flex I/O Dante/AES67 Interface, PoE | 1 |  | -
22 | JBL | LCT 81C/T | Low-Profile 2' x 2' Ceiling Tile Loudspeaker w/ 8" Driver, Single - Sold in Pairs | 4 |  | -
23 | Stewart Audio | CVA40-1-CV-D | Single-Channel Dante Subcompact PoE++ Amplifier 40W x 1 @ 70V/100V (60W Port Power or Injector) Plenum Rated, Supports AES67 | 1 |  | -
Audiovisual Systems Audiovisual Systems Bidding Equipment List
ID | Manufacturer | Model | Item / Description | Unit Qty |  | Bidding Notes
Number : 1125
Type : MSY05
Name : SP Lounge
Rm Qty : 1
Control System
24 | Crestron | TSW-770-x-S | 7" Wall Mounted PoE+ Landscape Touch Screen w/ HTML5 and Room Scheduling | 1 |  | D
25 | Crestron | TSS-770-x-S | 7" Room Scheduling PoE+ Touch Screen | 1 |  | D
Rack, Panels, Misc.
26 | Middle Atlantic | L5 Series Lectern | Lectern (coordinate with owner and archtect for configuation and finish) | 1 |  | D
27 | Crestron | FT2-202-MECH-X | Flip Top FT2 Series, 202 Size, Mechanical | 1 |  | D
28 | Crestron | FT2A-PLT-PT-10 | Cable Pass-Through Plate Modules for FT2 Series, Qty. 10 | LOT |  | -
29 |  |  | Installation Materials as Defined in AV Systems Specification | Lot
30 |  |  | Custom Wall/Floor Box and Decorator-Style Plates as Needed | Lot
31 |  |  | Pre-Made Loose Cabling and Field Cabling as Needed | Lot
32 |  |  | Rack Panels, Vents, Mounts, Shelves, Other Equipment Rack Materials as Needed | Lot
33 |  |  | Wall, Ceiling Mounts and Mounting Hardware as Needed | Lot
34 |  |  | Control System Accessories as Needed | Lot
35 |  |  | Power Supplies and Power Distribution as Needed | Lot
36 |  |  | Cable Terminations, Cable Dressing, Labels, Ties, Cable Management as Needed | Lot
End of System
Audiovisual Systems Audiovisual Systems Bidding Equipment List
ID | Manufacturer | Model | Item / Description | Unit Qty |  | Bidding Notes
Number : 1043, 1045, 1048, 1051, 1052
Type : MSY06
Name : Briefing Type 1
Rm Qty : 5
Display Devices
1 | NEC | V754Q | 75" Ultra High Definition Professional Display | 1 |  | -
2 | Chief | CSMP9X12 | Component Storage Panel For Mounting Devices to the Wall Behind a Display | 1 |  | -
3 | Chief | Articulating Monitor Mount | Contractor Selected Articulating Arm Monitor Mount | 1 |  | -
Source Devices
4 | Owner Furnished | Workstation - 1 Output | Owner Furnished PC w/1 Output (OFCI) | 1 |  | A
5 | Logitech | MK320 | Wireless Keyboard/Mouse Package | 1 |  | -
Video Capture, Streaming and Conferencing
6 | CAE | ACC-LSEP20 | Digital PTZ Camera | 1 |  | -
7 | CAE | ACC-LSEP48 | Optical PTZ Camera | 1 |  | -
8 | Crestron | AM-3100-WF | AirMedia Series 3 Receiver 100 w/ WiFi Network Connectivity | 1 |  | -
9 | Crestron | UC-SB1-CAM | UC Video Conference Smart Sound Bar & Camera | 1 |  | -
10 | CAE | DCU | Digital Capture Unit, HD to IP Encoder | 1 |  | -
11 | Huddly | Canvas | Whiteboard Content Camera Kit - USB AI Whiteboard Camera with Ethernet Extender | 1 |  | -
Signal Processing, Routing, and Distribution
12 | Crestron | DM-NVX-360 | DM NVX 4K60 4:4:4 HDR Network AV Scaling Encoder/Decoder w/ HDR, HDCP 2.3, AES67, Video Wall Processing, USB and KVM Routing, and Optional Fiber Connectivity | 1 |  | -
13 | Crestron | DM-NVX-E30 | DM 4K60 4:4:4 HDR Network AV Encoder, PoE+ | 4 |  | -
Speech Reinforcement System/Audio Conferencing
14 | Shure | MX202x/C | Hanging Mini-Condenser Cardioid Mic, w/Cable, In-Line Preamp | 2 |  | D
15 | CAE / Axis | P8221 | Learning Space Digital Audio Interface | 1 |  | -
Sound Reinforcement System
16 | QSC Audio | Axon A4FLEX | Mic/Line Connectivity Interface, AES67 | 1 |  | -
17 | JBL | LCT 81C/T | Low-Profile 2' x 2' Ceiling Tile Loudspeaker w/ 8" Driver, Single - Sold in Pairs | 4 |  | -
18 | Stewart Audio | CVA40-1-CV-D | Single-Channel Dante Subcompact PoE++ Amplifier 40W x 1 @ 70V/100V (60W Port Power or Injector) Plenum Rated, Supports AES67 | 1 |  | -
Control System
19 | Crestron | TSW-770-x-S | 7" Wall Mounted PoE+ Landscape Touch Screen w/ HTML5 and Room Scheduling | 1 |  | D
20 | Crestron | TSS-770-x-S | 7" Room Scheduling PoE+ Touch Screen | 1 |  | D
Audiovisual Systems Audiovisual Systems Bidding Equipment List
ID | Manufacturer | Model | Item / Description | Unit Qty |  | Bidding Notes
Number : 1043, 1045, 1048, 1051, 1052
Type : MSY06
Name : Briefing Type 1
Rm Qty : 5
Rack, Panels, Misc.
21 | Spectrum Industries | 55497-323 | 3-Bay Slim Credenza with Solid Doors with CamLocks | 1 |  | -
22 | Spectrum Industries | 0 | Vertical Rack Mount, 3U | 1 |  | -
23 | Middle Atlantic | PD-915R | Horizontal Power Distribution, (9) Outlet,15A, Basic Surge | 1 |  | -
24 | MinuteMan | ED1000RTXL2U | UPS with power conditioning 2U 1000VA/900W 120 VAC Rack/Wall/Tower mountable | 1 |  | -
25 | MinuteMan | E BRKT RAIL | Rack mount kit for UPS | 1 |  | -
26 | MinuteMan | SNMP-NV6 | Remote Power Management Adapter | 1 |  | -
27 | Crestron | FT2-202-MECH-X | Flip Top FT2 Series, 202 Size, Mechanical | 2 |  | D
28 | Crestron | FT2A-PLT-PT-10 | Cable Pass-Through Plate Modules for FT2 Series, Qty. 10 | LOT |  | -
29 |  |  | Installation Materials as Defined in AV Systems Specification | Lot
30 |  |  | Custom Wall/Floor Box and Decorator-Style Plates as Needed | Lot
31 |  |  | Pre-Made Loose Cabling and Field Cabling as Needed | Lot
32 |  |  | Rack Panels, Vents, Mounts, Shelves, Other Equipment Rack Materials as Needed | Lot
33 |  |  | Wall, Ceiling Mounts and Mounting Hardware as Needed | Lot
34 |  |  | Control System Accessories as Needed | Lot
35 |  |  | Power Supplies and Power Distribution as Needed | Lot
36 |  |  | Cable Terminations, Cable Dressing, Labels, Ties, Cable Management as Needed | Lot
End of System
Audiovisual Systems Audiovisual Systems Bidding Equipment List
ID | Manufacturer | Model | Item / Description | Unit Qty |  | Bidding Notes
Number : 1148
Type : MSY07
Name : Briefing Type 2
Rm Qty : 1
Display Devices
1 | NEC | V754Q | 75" Ultra High Definition Professional Display | 1 |  | -
2 | Chief | CSMP9X12 | Component Storage Panel For Mounting Devices to the Wall Behind a Display | 1 |  | -
3 | Chief | Articulating Monitor Mount | Contractor Selected Articulating Arm Monitor Mount | 1 |  | -
Source Devices
4 | Owner Furnished | Workstation - 1 Output | Owner Furnished PC w/1 Output (OFCI) | 1 |  | A
5 | Logitech | MK320 | Wireless Keyboard/Mouse Package | 1 |  | -
Video Capture, Streaming and Conferencing
6 | CAE | ACC-LSEP20 | Digital PTZ Camera | 1 |  | -
7 | CAE | ACC-LSEP48 | Optical PTZ Camera | 1 |  | -
8 | Crestron | AM-3100-WF | AirMedia Series 3 Receiver 100 w/ WiFi Network Connectivity | 1 |  | -
9 | Crestron | UC-SB1-CAM | UC Video Conference Smart Sound Bar & Camera | 1 |  | -
10 | CAE | DCU | Digital Capture Unit, HD to IP Encoder | 1 |  | -
11 | Huddly | Canvas | Whiteboard Content Camera Kit - USB AI Whiteboard Camera with Ethernet Extender | 1 |  | -
12 | Owner Furnished | Owner Furnished | VoIP Desktop Phone (OFCI) | 1 |  | A
Signal Processing, Routing, and Distribution
13 | Crestron | DM-NVX-360 | DM NVX 4K60 4:4:4 HDR Network AV Scaling Encoder/Decoder w/ HDR, HDCP 2.3, AES67, Video Wall Processing, USB and KVM Routing, and Optional Fiber Connectivity | 1 |  | -
14 | Crestron | DM-NVX-E30 | DM 4K60 4:4:4 HDR Network AV Encoder, PoE+ | 3 |  | -
Speech Reinforcement System/Audio Conferencing
15 | Shure | MX202x/C | Hanging Mini-Condenser Cardioid Mic, w/Cable, In-Line Preamp | 2 |  | D
16 | CAE / Axis | P8221 | Learning Space Digital Audio Interface | 1 |  | -
Sound Reinforcement System
17 | QSC Audio | Axon A4FLEX | Mic/Line Connectivity Interface, AES67 | 1 |  | -
18 | JBL | LCT 81C/T | Low-Profile 2' x 2' Ceiling Tile Loudspeaker w/ 8" Driver, Single - Sold in Pairs | 4 |  | -
19 | Stewart Audio | CVA40-1-CV-D | Single-Channel Dante Subcompact PoE++ Amplifier 40W x 1 @ 70V/100V (60W Port Power or Injector) Plenum Rated, Supports AES67 | 1 |  | -
Control System
20 | Crestron | TSW-770-x-S | 7" Wall Mounted PoE+ Landscape Touch Screen w/ HTML5 and Room Scheduling | 1 |  | D
21 | Crestron | TSS-770-x-S | 7" Room Scheduling PoE+ Touch Screen | 1 |  | D
Audiovisual Systems Audiovisual Systems Bidding Equipment List
ID | Manufacturer | Model | Item / Description | Unit Qty |  | Bidding Notes
Number : 1148
Type : MSY07
Name : Briefing Type 2
Rm Qty : 1
Rack, Panels, Misc.
22 | Spectrum Industries | 55497-323 | 3-Bay Slim Credenza with Solid Doors with CamLocks | 1 |  | -
23 | Spectrum Industries | 0 | Vertical Rack Mount, 3U | 1 |  | -
24 | Middle Atlantic | PD-915R | Horizontal Power Distribution, (9) Outlet,15A, Basic Surge | 1 |  | -
25 | MinuteMan | ED1000RTXL2U | UPS with power conditioning 2U 1000VA/900W 120 VAC Rack/Wall/Tower mountable | 1 |  | -
26 | MinuteMan | E BRKT RAIL | Rack mount kit for UPS | 1 |  | -
27 | MinuteMan | SNMP-NV6 | Remote Power Management Adapter | 1 |  | -
28 | Crestron | FT2-202-MECH-X | Flip Top FT2 Series, 202 Size, Mechanical | 1 |  | D
29 | Crestron | FT2A-PLT-PT-10 | Cable Pass-Through Plate Modules for FT2 Series, Qty. 10 | LOT |  | -
30 |  |  | Installation Materials as Defined in AV Systems Specification | Lot
31 |  |  | Custom Wall/Floor Box and Decorator-Style Plates as Needed | Lot
32 |  |  | Pre-Made Loose Cabling and Field Cabling as Needed | Lot
33 |  |  | Rack Panels, Vents, Mounts, Shelves, Other Equipment Rack Materials as Needed | Lot
34 |  |  | Wall, Ceiling Mounts and Mounting Hardware as Needed | Lot
35 |  |  | Control System Accessories as Needed | Lot
36 |  |  | Power Supplies and Power Distribution as Needed | Lot
37 |  |  | Cable Terminations, Cable Dressing, Labels, Ties, Cable Management as Needed | Lot
End of System
Audiovisual Systems Audiovisual Systems Bidding Equipment List
ID | Manufacturer | Model | Item / Description | Unit Qty |  | Bidding Notes
Number : 1123
Type : MSY08
Name : Control / Monitoring - West
Rm Qty : 1
Display Devices
1 | Owner Furnished | 24" Monitor | 24" LCD Monitor, 1920x1080 Native (OFCI) | 2 |  | A
2 | LG | 49UH5x | 49" Professional LED Edge-Lit Display w/Built-In Speakers and Tuner, 3840x2160 Native (Latest Model) | 2 |  | -
3 | Chief | TS325T | Medium THINSTALL Dual Swing Arm Wall Display Mount - 25" Extension | 2 |  | -
Source Devices
4 | Owner Furnished | KM | USB Keyboard & Mouse | 2 |  | -
5 | HP | Z2 Mini G5 | Performance Workstation, Windows 10 Pro, Intel I7, 16GB RAM, N-Vidia Quadro w/ 4 outputs | 2 |  | -
Video Capture, Streaming and Conferencing
6 | Owner Furnished | Owner Furnished | VoIP Desktop Phone (OFCI) | 1 |  | A
Speech Reinforcement System/Audio Conferencing
7 | CAE / Axis | P8221 | Learning Space Digital Audio Interface | 2 |  | -
8 | Clock Audio | DMB1 - D44 | Desk PTT Paging Microphone (D44) - Single Zone - Moment or Latch - w/Feedback | 1 |  | -
Sound Reinforcement System
9 | QSC Audio | Q-SYS I/O-8 FLEX | Network 8 Flex Channel Audio I/O Expansion Device w/GPIO, 1x RS232 and USB, PoE+ | 1 |  | -
10 | Mpow | MPBH209AH-US | EG3 Gaming Headphones, 50mm Driver, Stereo Over-Ear USB Computer Headset with Noise Cancelling Mic, Easy Volume/Mic Control for PC, Mac | 1 |  | -
11 | JVC | HA-V570 | Supra-Aural Monitor Headphones with In-cord Volume Control | 2 |  | -
12 | Rolls | HA243 | 4 Channel Studiophile Headphone Amplifier w/ 2 Inputs | 1 |  | -
13 | M-Audio | BX4 | 4.5" 2-Way Powered Desktop Studio Loudspeakers (Pair) | 1 |  | -
Control System
14 | Crestron | TS-1070-x-S | 10" Tabletop PoE+ Touch Screen w/ HTML5, Intercom, and Room Scheduling | 1 |  | D
Audiovisual Systems Audiovisual Systems Bidding Equipment List
ID | Manufacturer | Model | Item / Description | Unit Qty |  | Bidding Notes
Number : 1123
Type : MSY08
Name : Control / Monitoring - West
Rm Qty : 1
Rack, Panels, Misc.
15 | Middle Atlantic | BRK12-22 | BRK Series 12RU, 22"D Black Laminate rack | 1 |  | D
16 | MinuteMan | ED1500RTXL2U | UPS with power conditioning 2U 1500VA/1350W 120 VAC Rack/Wall/Tower mountable | 1 |  | -
17 | MinuteMan | SNMP-NV6 | Remote Power Management Adapter | 1 |  | -
18 | MinuteMan | E BRKT RAIL | Rack mount kit for UPS | 1 |  | -
19 |  |  | Installation Materials as Defined in AV Systems Specification | Lot
20 |  |  | Custom Wall/Floor Box and Decorator-Style Plates as Needed | Lot
21 |  |  | Pre-Made Loose Cabling and Field Cabling as Needed | Lot
22 |  |  | Rack Panels, Vents, Mounts, Shelves, Other Equipment Rack Materials as Needed | Lot
23 |  |  | Wall, Ceiling Mounts and Mounting Hardware as Needed | Lot
24 |  |  | Control System Accessories as Needed | Lot
25 |  |  | Power Supplies and Power Distribution as Needed | Lot
26 |  |  | Cable Terminations, Cable Dressing, Labels, Ties, Cable Management as Needed | Lot
End of System
Audiovisual Systems Audiovisual Systems Bidding Equipment List
ID | Manufacturer | Model | Item / Description | Unit Qty |  | Bidding Notes
Number : 1160
Type : MSY09
Name : Overflow Resuscitation
Rm Qty : 1
Display Devices
1 | Owner Furnished | 24" Monitor | 24" LCD Monitor, 1920x1080 Native (OFCI) | 1 |  | A
2 | Ergotron | 45-358-026 | LX Wall Mount Sit/Stand System, Track Mount, Keyboard Arm, LCD Arm, CPU Holder | 1 |  | -
3 | NEC | V864Q | 86" Ultra High Definition Professional Display | 1 |  | -
4 | Chief | CSMP9X12 | Component Storage Panel For Mounting Devices to the Wall Behind a Display | 2 |  | -
5 | NEC | M491 | 49” LED LCD Professional Display, 3840 x 2160, 24/7, 500 nits, Landscape/Portrait, RS232C, LAN, Integrated Speakers | 1 |  | -
6 | Chief | Articulating Monitor Mount | Contractor Selected Articulating Arm Monitor Mount | 2 |  | -
Source Devices
7 | Owner Furnished | Workstation - 1 Output | Owner Furnished PC w/1 Output (OFCI) | 1 |  | A
8 | Owner Furnished | KM | USB Keyboard & Mouse | 1 |  | -
9 | Owner Furnished | Workstation - 1 Output (Manikin) | Owner Furnished All-In-One PC (Manikin Vitals) (OFCI) | 4 |  | A
10 | Ergotron | 45-383-026 | LX HD Sit-Stand Wall Arm (Heavy Monitor Mount) | 4 |  | D
11 | Owner Furnished | Manikin | Simulation Manikin (OFOI) | 4 |  | B
12 | Crestron | AM-3100-WF | AirMedia Series 3 Receiver 100 w/ WiFi Network Connectivity | 1 |  | -
Video Capture, Streaming and Conferencing
13 | CAE | ACC-LSEP20 | Digital PTZ Camera | 4 |  | -
14 | CAE | ACC-LSEP48 | Optical PTZ Camera | 8 |  | -
15 | Huddly | IQ w/ Mic | Auto-Framing Web Camera w/ Built-in Microphone | 1 |  | -
16 | Owner Furnished | Owner Furnished | VoIP Desktop Phone (OFCI) | 2 |  | A
17 | JK Audio | QuickTap IFB | Telephone Handset IFB Tap | 2 |  | -
Signal Processing, Routing, and Distribution
18 | Crestron | DM-NVX-360 | DM NVX 4K60 4:4:4 HDR Network AV Scaling Encoder/Decoder w/ HDR, HDCP 2.3, AES67, Video Wall Processing, USB and KVM Routing, and Optional Fiber Connectivity | 3 |  | -
19 | Crestron | DM-NVX-E30 | DM 4K60 4:4:4 HDR Network AV Encoder, PoE+ | 5 |  | -
Speech Reinforcement System/Audio Conferencing
20 | Shure | MX202x/S | Hanging Mini-Condenser Super-Cardioid Mic, w/Cable, In-Line Preamp | 4 |  | D
21 | Shure | MX202x/C | Hanging Mini-Condenser Cardioid Mic, w/Cable, In-Line Preamp | 2 |  | D
22 | CAE / Axis | P8221 | Learning Space Digital Audio Interface | 5 |  | -
Audiovisual Systems Audiovisual Systems Bidding Equipment List
ID | Manufacturer | Model | Item / Description | Unit Qty |  | Bidding Notes
Number : 1160
Type : MSY09
Name : Overflow Resuscitation
Rm Qty : 1
Sound Reinforcement System
23 | QSC Audio | Q-SYS I/O-22 | 2 In x 2 Out Audio Expansion Device | 5 |  | -
24 | QSC Audio | D2FLEXio | Dual Analog Flex I/O Dante/AES67 Interface, PoE | 1 |  | -
25 | JBL | Control 14C/T | Two-Way 4" Coaxial Ceiling Loudspeaker | 5 |  | D
26 | JBL | PSB-1 | 2.0 Channel Soundbar | 1 |  | -
Control System
27 | Crestron | TSW-770-x-S | 7" Wall Mounted PoE+ Landscape Touch Screen w/ HTML5 and Room Scheduling | 1 |  | D
Rack, Panels, Misc.
28 |  |  | Installation Materials as Defined in AV Systems Specification | Lot
29 |  |  | Custom Wall/Floor Box and Decorator-Style Plates as Needed | Lot
30 |  |  | Pre-Made Loose Cabling and Field Cabling as Needed | Lot
31 |  |  | Rack Panels, Vents, Mounts, Shelves, Other Equipment Rack Materials as Needed | Lot
32 |  |  | Wall, Ceiling Mounts and Mounting Hardware as Needed | Lot
33 |  |  | Control System Accessories as Needed | Lot
34 |  |  | Power Supplies and Power Distribution as Needed | Lot
35 |  |  | Cable Terminations, Cable Dressing, Labels, Ties, Cable Management as Needed | Lot
End of System
Audiovisual Systems Audiovisual Systems Bidding Equipment List
ID | Manufacturer | Model | Item / Description | Unit Qty |  | Bidding Notes
Number : 1057, 1058, 1059
Type : MSY10
Name : Ed Bed Nook, Major Resuscitation & Emergency Common
Rm Qty : 1
Display Devices
1 | Owner Furnished | 24" Monitor | 24" LCD Monitor, 1920x1080 Native (OFCI) | 2 |  | A
2 | Ergotron | 45-358-026 | LX Wall Mount Sit/Stand System, Track Mount, Keyboard Arm, LCD Arm, CPU Holder | 2 |  | -
Source Devices
3 | Owner Furnished | Workstation - 1 Output | Owner Furnished PC w/1 Output (OFCI) | 2 |  | A
4 | Owner Furnished | KM | USB Keyboard & Mouse | 2 |  | -
5 | Owner Furnished | Workstation - 1 Output (Manikin) | Owner Furnished All-In-One PC (Manikin Vitals) (OFCI) | 3 |  | A
6 | Ergotron | 45-383-026 | LX HD Sit-Stand Wall Arm (Heavy Monitor Mount) | 3 |  | D
7 | Owner Furnished | Manikin | Simulation Manikin (OFOI) | 3 |  | B
Video Capture, Streaming and Conferencing
8 | CAE | ACC-LSEP20 | Digital PTZ Camera | 3 |  | -
9 | CAE | ACC-LSEP48 | Optical PTZ Camera | 8 |  | -
10 | Huddly | IQ w/ Mic | Auto-Framing Web Camera w/ Built-in Microphone | 2 |  | -
11 | Owner Furnished | Owner Furnished | VoIP Desktop Phone (OFCI) | 2 |  | A
12 | JK Audio | QuickTap IFB | Telephone Handset IFB Tap | 2 |  | -
Signal Processing, Routing, and Distribution
13 | Crestron | DM-NVX-360 | DM NVX 4K60 4:4:4 HDR Network AV Scaling Encoder/Decoder w/ HDR, HDCP 2.3, AES67, Video Wall Processing, USB and KVM Routing, and Optional Fiber Connectivity | 2 |  | -
14 | Crestron | DM-NVX-E30 | DM 4K60 4:4:4 HDR Network AV Encoder, PoE+ | 3 |  | -
Speech Reinforcement System/Audio Conferencing
15 | Shure | MX202x/S | Hanging Mini-Condenser Super-Cardioid Mic, w/Cable, In-Line Preamp | 3 |  | D
16 | Shure | MX202x/C | Hanging Mini-Condenser Cardioid Mic, w/Cable, In-Line Preamp | 2 |  | D
17 | CAE / Axis | P8221 | Learning Space Digital Audio Interface | 4 |  | -
Sound Reinforcement System
18 | QSC Audio | Q-SYS I/O-22 | 2 In x 2 Out Audio Expansion Device | 4 |  | -
19 | QSC Audio | D2FLEXio | Dual Analog Flex I/O Dante/AES67 Interface, PoE | 1 |  | -
20 | JBL | Control 14C/T | Two-Way 4" Coaxial Ceiling Loudspeaker | 4 |  | D
Audiovisual Systems Audiovisual Systems Bidding Equipment List
ID | Manufacturer | Model | Item / Description | Unit Qty |  | Bidding Notes
Number : 1057, 1058, 1059
Type : MSY10
Name : Ed Bed Nook, Major Resuscitation & Emergency Common
Rm Qty : 1
Rack, Panels, Misc.
21 |  |  | Installation Materials as Defined in AV Systems Specification | Lot
22 |  |  | Custom Wall/Floor Box and Decorator-Style Plates as Needed | Lot
23 |  |  | Pre-Made Loose Cabling and Field Cabling as Needed | Lot
24 |  |  | Rack Panels, Vents, Mounts, Shelves, Other Equipment Rack Materials as Needed | Lot
25 |  |  | Wall, Ceiling Mounts and Mounting Hardware as Needed | Lot
26 |  |  | Control System Accessories as Needed | Lot
27 |  |  | Power Supplies and Power Distribution as Needed | Lot
28 |  |  | Cable Terminations, Cable Dressing, Labels, Ties, Cable Management as Needed | Lot
End of System
Audiovisual Systems Audiovisual Systems Bidding Equipment List
ID | Manufacturer | Model | Item / Description | Unit Qty |  | Bidding Notes
Number : 1044/1046
Type : MSY11
Name : Classroom - Divisible
Rm Qty : 1
Display Devices
1 | Ergotron | LX Desk Mount Series | Contractor Selected Articulating Arm Monitor Mount | 1 |  | -
2 | Christie | DHD850-GS | 7,200 ANSI Lumen, 1-Chip DLP, Laser-Phosphor Light Source, Bold Color, 1920x1080, Lens Not Included | 2 |  | D
3 | Chief | Projector Mounting Hardware | Contractor Selected Projector Mounting Hardware as Needed | 2 |  | D
4 | Contractor Select | Contractor Select Extension Column | Contractor Selected Projector Extension Column for Above | 2 |  | D
5 | Contractor Select | Contractor Select Projector Trim/Escutcheon Ring | Contractor Selected Projector Trim/Escutcheon Ring for Above | 2 |  | D
Source Devices
6 | Owner Furnished | Workstation - AIO | Owner Furnished All-In-One PC (OFCI) | 2 |  | A
7 | Owner Furnished | KM | USB Keyboard & Mouse | 2 |  | -
8 | Vaddio | RoboShot 20 UHD OneLink HDMI System | UHD PTZ Camera & Receiver - 12x Optical / 20x Digital Zoom - 74 Deg. FOV - HD- SDI/Network/HDBT/HDMI Outputs PoE++ - 2160p/30 Native | 2 |  | -
9 | Vaddio | AV Bridge Mini | HD Video and Audio to USB Bridge for Web Conferencing | 2 |  | -
Video Capture, Streaming and Conferencing
10 | CAE | ACC-LSEP20 | Digital PTZ Camera | 4 |  | -
11 | Crestron | AM-3200 | AirMedia Wireless Presentation Gateway | 2 |  | -
Signal Processing, Routing, and Distribution
12 | Crestron | DM-NVX-360 | DM NVX 4K60 4:4:4 HDR Network AV Scaling Encoder/Decoder w/ HDR, HDCP 2.3, AES67, Video Wall Processing, USB and KVM Routing, and Optional Fiber Connectivity | 4 |  | -
13 | Crestron | DM-NVX-E30 | DM 4K60 4:4:4 HDR Network AV Encoder, PoE+ | 2 |  | -
14 | Crestron | DM-NVX-351 | DM 4K60 4:4:4 HDR Network AV Encoder/Decoder w/Downmixing | 2 |  | -
Speech Reinforcement System/Audio Conferencing
15 | AKG | GN30E | 12" Gooseneck with XLR Connector | 2 |  | -
16 | AKG | CK80 | HyperCardioid Shotgun Microphone Capsule - Speech Optimized | 2 |  | -
17 | Shure | QLXD14/85 | Combination System w/Wl185 Lavalier Element and QLXD1 Bodypack and QLXD4 Receiver | 2 |  | -
18 | Shure | SBC200-US | Dual Docking Recharging Station (w/Power Supply) | 2 |  | -
19 | Shure | SB900B | Lithium-Ion Rechargeable Battery | 4 |  | -
20 | Shure | MXA910W-US | Microflex Advance Ceiling Array Microphone, Dante (New US Version) | 4 |  | -
Audiovisual Systems Audiovisual Systems Bidding Equipment List
ID | Manufacturer | Model | Item / Description | Unit Qty |  | Bidding Notes
Number : 1044/1046
Type : MSY11
Name : Classroom - Divisible
Rm Qty : 1
Sound Reinforcement System
21 | QSC Audio | Axon A4FLEX | Mic/Line Connectivity Interface, AES67 | 2 |  | -
22 | JBL | LCT 81C/T | Low-Profile 2' x 2' Ceiling Tile Loudspeaker w/ 8" Driver, Single - Sold in Pairs | 18 |  | -
23 | Stewart Audio | CVA40-1-CV-D | Single-Channel Dante Subcompact PoE++ Amplifier 40W x 1 @ 70V/100V (60W Port Power or Injector) Plenum Rated, Supports AES67 | 4 |  | -
Control System
24 | Crestron | TSW-770-x-S | 7" Wall Mounted PoE+ Landscape Touch Screen w/ HTML5 and Room Scheduling | 2 |  | D
25 | Crestron | TSS-770-x-S | 7" Room Scheduling PoE+ Touch Screen | 2 |  | D
26 | Crestron | CEN-IO-RY-104 | Wired Ethernet Module with 4 Relay Ports | 2 |  | -
Rack, Panels, Misc.
27 | Middle Atlantic | L5 Series Lectern | Lectern (coordinate with owner and archtect for configuation and finish) | 2 |  | D
28 | Crestron | FT2-202-MECH-X | Flip Top FT2 Series, 202 Size, Mechanical | 2 |  | D
29 | Crestron | FT2A-PLT-PT-10 | Cable Pass-Through Plate Modules for FT2 Series, Qty. 10 | LOT |  | -
30 | MinuteMan | ED1000RTXL2U | UPS with power conditioning 2U 1000VA/900W 120 VAC Rack/Wall/Tower mountable | 2 |  | -
31 | MinuteMan | E BRKT RAIL | Rack mount kit for UPS | 2 |  | -
32 |  |  | Installation Materials as Defined in AV Systems Specification | Lot
33 |  |  | Custom Wall/Floor Box and Decorator-Style Plates as Needed | Lot
34 |  |  | Pre-Made Loose Cabling and Field Cabling as Needed | Lot
35 |  |  | Rack Panels, Vents, Mounts, Shelves, Other Equipment Rack Materials as Needed | Lot
36 |  |  | Wall, Ceiling Mounts and Mounting Hardware as Needed | Lot
37 |  |  | Control System Accessories as Needed | Lot
38 |  |  | Power Supplies and Power Distribution as Needed | Lot
39 |  |  | Cable Terminations, Cable Dressing, Labels, Ties, Cable Management as Needed | Lot
End of System
Audiovisual Systems Audiovisual Systems Bidding Equipment List
ID | Manufacturer | Model | Item / Description | Unit Qty |  | Bidding Notes
Number : 1138 Type : MSY12 Name : AV
Rm Qty : 1
Video Capture, Streaming and Conferencing
1 | CAE | ACC-LSEP02 | LearningSpace Enterprise Package - Application Server, 2 Video Capture Servers for up to 30 devices 36TB storage (3 TOTAL), Yr1 support & Maint- incl perptual software license | 1 |  | -
2 | CAE | Enterprise Connect Servers | Video Capture Server for up to 10 Streams | 17 |  | -
3 | CAE | DCU | Digital Capture Unit, HD to IP Encoder | 32 |  | -
4 | Axis | T8415 | Wireless Installation Tool | 1 |  | -
Signal Processing, Routing, and Distribution
5 | Crestron | DMF-CI-8 | DigitalMedia Card Chassis for DM-NVX-C & DMCF (8 Cards) | 5 |  | -
6 | Crestron | DM-NVX-360C | DM NVX 4K60 4:4:4 HDR Network AV Scaling Encoder/Decoder w/ HDR, HDCP 2.3, AES67, Video Wall Processing, USB and KVM Routing, and Optional Fiber Connectivity - Card | 32 |  | -
7 | Crestron | DM-NVX-D30C | DM 4K60 4:4:4 HDR Network AV Decoder, Card | 7 |  | -
8 | Crestron | DM-NVX-E30 | DM 4K60 4:4:4 HDR Network AV Encoder, PoE+ | 1 |  | -
9 | Crestron | DM-NVX-E30C | DM 4K60 4:4:4 HDR Network AV Encoder, Card | 1 |  | -
10 | TV-One | CorioView MWP-8H-1Y | 4K Multi-Window Processor, 8 HDMI In | 1 |  | -
11 | Cisco | C9300L-48PF-4X-E | Cisco Catalyst 9300L 48 Port Full PoE+, 1100w, 4x10G Uplink, Stackable, Managed Network Switch (BOD, CONFIRM W/OWNER) (OFCI) | 5 |  | A
12 | Cisco | C9300L-STACK-KIT | Stack Kit for C9300L-Two Data Stack Adapters and One Data Stack Cable (OFCI) | 5 |  | A
13 | Owner Furnished | Ethernet Switch | Owner Standard Ethernet Switch, 48P, PoE+ (OFOI) | 3 |  | B
14 | Contractor Select/ Owner Approved | 48-Port Data Patch Panel | Contractor Selected, Owner Approved 48-Port Data Patch Panel, Comply w/ University Standards |  | 8 | -
15 | Contractor Select | Horizontal Cable Manager | Horizontal Cable Manager - Size as Needed for Capacity, Comply w/ University Standards | 8 |  | -
Speech Reinforcement System/Audio Conferencing
16 | CAE / Axis | P8221 | Learning Space Digital Audio Interface | 2 |  | -
Sound Reinforcement System
17 | QSC Audio | Q-SYS CORE 510i | Audio DSP Frame Core w/8 I/O Card Slots Support 128 x 128 Ch., 256 x 256 Q- SYS Channels, 16 Configurable GPIO, 64 AEC Processors | 1 |  | -
18 | QSC Audio | Q-SYS CDN64 | 64x64 Dante Audio Bridge Card | 1 |  | -
19 | QSC Audio | Q-SYS COL4 | 4-Channel Line Output Card | 1 |  | -
20 | QSC Audio | SL-QSE-510-P | QSC Core 510 Scripting Engine Software License | 1 |  | -
Audiovisual Systems Audiovisual Systems Bidding Equipment List
ID | Manufacturer | Model | Item / Description | Unit Qty |  | Bidding Notes
Number : 1138 Type : MSY12 Name : AV
Rm Qty : 1
Control System
21 | Crestron | AV4 | 4-Series Integrated Controller, (6) RS-232, (8) I/O, (8) IR, (8) Relay, Cresnet, LAN | 1 |  | -
22 | Crestron | DM-NVX-DIR-160 | DigitalMedia NVX Director – Virtual Switching Appliance for 160 Endpoints |  | 1 | -
Rack, Panels, Misc.
23 | Middle Atlantic | BGR-4532 | BGR-Series 45RU, 32"D Equipment Rack | 4 |  | -
24 | Middle Atlantic | BGR-552FT-FC | BGR-Series Fan top, 552 CFM, w/Controller | 4 |  | -
25 | Middle Atlantic | BGR-RR45 | BGR-Series 45RU, Rear Rack Rail Kit | 4 |  | -
26 | Middle Atlantic | BSPN-45-32 | BGR-Series 45RU, 32"D Side Panels (Pair) | 1 |  | -
27 | Middle Atlantic | PDT-1220C-NS | Vertical Power Distribution Strip, (12) Outlet, 20A | 8 |  | -
28 | MinuteMan | ED2000RTXL2U | UPS with power conditioning 2U 2000VA/1800W 120 VAC Rack/Wall/Tower mountable | 14 |  | -
29 | MinuteMan | E BRKT RAIL | Rack mount kit for UPS | 14 |  | -
30 | MinuteMan | SNMP-NV6 | Remote Power Management Adapter | 14 |  | -
31 |  |  | Installation Materials as Defined in AV Systems Specification | Lot
32 |  |  | Custom Wall/Floor Box and Decorator-Style Plates as Needed | Lot
33 |  |  | Pre-Made Loose Cabling and Field Cabling as Needed | Lot
34 |  |  | Rack Panels, Vents, Mounts, Shelves, Other Equipment Rack Materials as Needed | Lot
35 |  |  | Wall, Ceiling Mounts and Mounting Hardware as Needed | Lot
36 |  |  | Control System Accessories as Needed | Lot
37 |  |  | Power Supplies and Power Distribution as Needed | Lot
38 |  |  | Cable Terminations, Cable Dressing, Labels, Ties, Cable Management as Needed | Lot
End of System
Audiovisual Systems Audiovisual Systems Bidding Equipment List
ID | Manufacturer | Model | Item / Description | Unit Qty |  | Bidding Notes
Number : 1024/1026
Type : MSY13
Name : Conference & Flex (Divisible)
Rm Qty : 1
Display Devices
1 | Ergotron | LX Desk Mount Series | Contractor Selected Articulating Arm Monitor Mount | 2 |  | -
2 | Christie | DHD850-GS | 7,200 ANSI Lumen, 1-Chip DLP, Laser-Phosphor Light Source, Bold Color, 1920x1080, Lens Not Included | 2 |  | D
3 | Chief | Projector Mounting Hardware | Contractor Selected Projector Mounting Hardware as Needed | 2 |  | D
4 | Contractor Select | Contractor Select Extension Column | Contractor Selected Projector Extension Column for Above | 2 |  | D
5 | Contractor Select | Contractor Select Projector Trim/Escutcheon Ring | Contractor Selected Projector Trim/Escutcheon Ring for Above | 2 |  | D
Source Devices
6 | Owner Furnished | Workstation - AIO | Owner Furnished All-In-One PC (OFCI) | 2 |  | A
7 | Owner Furnished | KM | USB Keyboard & Mouse | 2 |  | -
8 | Vaddio | RoboShot 20 UHD OneLink HDMI System | UHD PTZ Camera & Receiver - 12x Optical / 20x Digital Zoom - 74 Deg. FOV - HD- SDI/Network/HDBT/HDMI Outputs PoE++ - 2160p/30 Native | 2 |  | -
9 | Vaddio | AV Bridge Mini | HD Video and Audio to USB Bridge for Web Conferencing | 2 |  | -
Video Capture, Streaming and Conferencing
10 | CAE | ACC-LSEP20 | Digital PTZ Camera | 4 |  | -
11 | Crestron | AM-3200 | AirMedia Wireless Presentation Gateway | 2 |  | -
12 | CAE | DCU | Digital Capture Unit, HD to IP Encoder | 2 |  | -
Signal Processing, Routing, and Distribution
13 | Crestron | DMF-CI-8 | DigitalMedia Card Chassis for DM-NVX-C & DMCF (8 Cards) | 1 |  | -
14 | Crestron | DM-NVX-360 | DM NVX 4K60 4:4:4 HDR Network AV Scaling Encoder/Decoder w/ HDR, HDCP 2.3, AES67, Video Wall Processing, USB and KVM Routing, and Optional Fiber Connectivity | 4 |  | -
15 | Crestron | DM-NVX-360C | DM NVX 4K60 4:4:4 HDR Network AV Scaling Encoder/Decoder w/ HDR, HDCP 2.3, AES67, Video Wall Processing, USB and KVM Routing, and Optional Fiber Connectivity - Card | 2 |  | -
16 | Crestron | DM-NVX-E30C | DM 4K60 4:4:4 HDR Network AV Encoder, Card | 2 |  | -
17 | Crestron | DM-NVX-351 | DM 4K60 4:4:4 HDR Network AV Encoder/Decoder w/Downmixing | 2 |  | -
Audiovisual Systems Audiovisual Systems Bidding Equipment List
ID | Manufacturer | Model | Item / Description | Unit Qty |  | Bidding Notes
Number : 1024/1026
Type : MSY13
Name : Conference & Flex (Divisible)
Rm Qty : 1
Speech Reinforcement System/Audio Conferencing
18 | AKG | GN30E | 12" Gooseneck with XLR Connector | 2 |  | -
19 | AKG | CK80 | HyperCardioid Shotgun Microphone Capsule - Speech Optimized | 2 |  | -
20 | Shure | QLXD14/85 | Combination System w/Wl185 Lavalier Element and QLXD1 Bodypack and QLXD4 Receiver | 2 |  | -
21 | Shure | SBC200-US | Dual Docking Recharging Station (w/Power Supply) | 2 |  | -
22 | Shure | SB900B | Lithium-Ion Rechargeable Battery | 4 |  | -
23 | Shure | MXA910W-US | Microflex Advance Ceiling Array Microphone, Dante (New US Version) | 4 |  | -
Sound Reinforcement System
24 | QSC Audio | Axon A4FLEX | Mic/Line Connectivity Interface, AES67 | 2 |  | -
25 | JBL | LCT 81C/T | Low-Profile 2' x 2' Ceiling Tile Loudspeaker w/ 8" Driver, Single - Sold in Pairs | 18 |  | -
26 | Stewart Audio | CVA40-1-CV-D | Single-Channel Dante Subcompact PoE++ Amplifier 40W x 1 @ 70V/100V (60W Port Power or Injector) Plenum Rated, Supports AES67 | 2 |  | -
Control System
27 | Crestron | TSW-770-x-S | 7" Wall Mounted PoE+ Landscape Touch Screen w/ HTML5 and Room Scheduling | 2 |  | D
28 | Crestron | TSS-770-x-S | 7" Room Scheduling PoE+ Touch Screen | 2 |  | D
29 | Crestron | CEN-IO-RY-104 | Wired Ethernet Module with 4 Relay Ports | 2 |  | -
Audiovisual Systems Audiovisual Systems Bidding Equipment List
ID | Manufacturer | Model | Item / Description | Unit Qty |  | Bidding Notes
Number : 1024/1026
Type : MSY13
Name : Conference & Flex (Divisible)
Rm Qty : 1
Rack, Panels, Misc.
30 | Middle Atlantic | L5 Series Lectern | Lectern (coordinate with owner and archtect for configuation and finish) | 2 |  | D
31 | Crestron | FT2-202-MECH-X | Flip Top FT2 Series, 202 Size, Mechanical | 2 |  | D
32 | Crestron | FT2A-PLT-PT-10 | Cable Pass-Through Plate Modules for FT2 Series, Qty. 10 | LOT |  | -
33 | MinuteMan | ED1000RTXL2U | UPS with power conditioning 2U 1000VA/900W 120 VAC Rack/Wall/Tower mountable | 2 |  | -
34 | MinuteMan | E BRKT RAIL | Rack mount kit for UPS | 2 |  | -
35 | MinuteMan | SNMP-NV6 | Remote Power Management Adapter | 2 |  | -
36 |  |  | Installation Materials as Defined in AV Systems Specification | Lot
37 |  |  | Custom Wall/Floor Box and Decorator-Style Plates as Needed | Lot
38 |  |  | Pre-Made Loose Cabling and Field Cabling as Needed | Lot
39 |  |  | Rack Panels, Vents, Mounts, Shelves, Other Equipment Rack Materials as Needed | Lot
40 |  |  | Wall, Ceiling Mounts and Mounting Hardware as Needed | Lot
41 |  |  | Control System Accessories as Needed | Lot
42 |  |  | Power Supplies and Power Distribution as Needed | Lot
43 |  |  | Cable Terminations, Cable Dressing, Labels, Ties, Cable Management as Needed | Lot
End of System
Audiovisual Systems Audiovisual Systems Bidding Equipment List
ID | Manufacturer | Model | Item / Description | Unit Qty |  | Bidding Notes
Number : 1120
Type : MSY14
Name : Med Mall Collab
Rm Qty : 1
Display Devices
1 | NEC | M651 | 65” LED LCD Professional Display, 3840 x 2160, 24/7, 500 nits, Landscape/Portrait, RS232C, LAN, Integrated Speakers | 3 |  | -
2 | Chief | Articulating Monitor Mount | Contractor Selected Articulating Arm Monitor Mount | 3 |  | -
3 | Chief | CSMP9X12 | Component Storage Panel For Mounting Devices to the Wall Behind a Display | 3 |  | -
Source Devices
4 | Owner Furnished | DMP | Digital Media Player (OFCI) | 3 |  | A
Video Capture, Streaming and Conferencing
5 | Crestron | AM-3100-WF | AirMedia Series 3 Receiver 100 w/ WiFi Network Connectivity | 1 |  | -
Rack, Panels, Misc.
6 |  |  | Installation Materials as Defined in AV Systems Specification | Lot
7 |  |  | Custom Wall/Floor Box and Decorator-Style Plates as Needed | Lot
8 |  |  | Pre-Made Loose Cabling and Field Cabling as Needed | Lot
9 |  |  | Rack Panels, Vents, Mounts, Shelves, Other Equipment Rack Materials as Needed | Lot
10 |  |  | Wall, Ceiling Mounts and Mounting Hardware as Needed | Lot
11 |  |  | Control System Accessories as Needed | Lot
12 |  |  | Power Supplies and Power Distribution as Needed | Lot
13 |  |  | Cable Terminations, Cable Dressing, Labels, Ties, Cable Management as Needed | Lot
End of System
Audiovisual Systems Audiovisual Systems Bidding Equipment List
ID | Manufacturer | Model | Item / Description | Unit Qty |  | Bidding Notes
Number : 1021, 1022, 1023, 1025
Type : MSY15
Name : Lab (Med Mall)
Rm Qty : 4
Display Devices
1 | NEC | M651 | 65” LED LCD Professional Display, 3840 x 2160, 24/7, 500 nits, Landscape/Portrait, RS232C, LAN, Integrated Speakers | 1 |  | -
2 | Chief | LPAUx | Large FUSION Manual Height Adjustable Mobile AV Cart | 1 |  | -
Source Devices
3 | Owner Furnished | Workstation - AIO | Owner Furnished All-In-One PC (OFCI) | 1 |  | A
4 | Owner Furnished | KM | USB Keyboard & Mouse | 1 |  | -
5 | CONTRACTOR SELECT | Contractor Select | Computer Workstation Cart | 1 |  | -
Video Capture, Streaming and Conferencing
6 | CAE | ACC-LSEP48 | Optical PTZ Camera | 4 |  | -
7 | CAE | DCU | Digital Capture Unit, HD to IP Encoder | 1 |  | -
Signal Processing, Routing, and Distribution
8 | Crestron | DM-NVX-360 | DM NVX 4K60 4:4:4 HDR Network AV Scaling Encoder/Decoder w/ HDR, HDCP 2.3, AES67, Video Wall Processing, USB and KVM Routing, and Optional Fiber Connectivity | 1 |  | -
9 | Crestron | DM-NVX-E30 | DM 4K60 4:4:4 HDR Network AV Encoder, PoE+ | 4 |  | -
10 | Crestron | DM-NVX-351 | DM 4K60 4:4:4 HDR Network AV Encoder/Decoder w/Downmixing | 1 |  | -
Speech Reinforcement System/Audio Conferencing
11 | CAE / Axis | P8221 | Learning Space Digital Audio Interface | 1 |  | -
12 | Mpow | MPBH209AH-US | EG3 Gaming Headphones, 50mm Driver, Stereo Over-Ear USB Computer Headset with Noise Cancelling Mic, Easy Volume/Mic Control for PC, Mac | 1 |  | -
13 | Shure | MXA910W-US | Microflex Advance Ceiling Array Microphone, Dante (New US Version) | 2 |  | -
Sound Reinforcement System
14 | QSC Audio | D2FLEXio | Dual Analog Flex I/O Dante/AES67 Interface, PoE | 1 |  | -
15 | JBL | PSB-1 | 2.0 Channel Soundbar | 1 |  | -
16 | JBL | LCT 81C/T | Low-Profile 2' x 2' Ceiling Tile Loudspeaker w/ 8" Driver, Single - Sold in Pairs | 4 |  | -
17 | Stewart Audio | CVA40-1-CV-D | Single-Channel Dante Subcompact PoE++ Amplifier 40W x 1 @ 70V/100V (60W Port Power or Injector) Plenum Rated, Supports AES67 | 1 |  | -
Control System
18 | Crestron | TS-770-x-S | 7" Tabletop PoE+ Touch Screen w/ HTML5, Intercom, and Room Scheduling | 1 |  | D
Audiovisual Systems Audiovisual Systems Bidding Equipment List
ID | Manufacturer | Model | Item / Description | Unit Qty |  | Bidding Notes
Number : 1021, 1022, 1023, 1025
Type : MSY15
Name : Lab (Med Mall)
Rm Qty : 4
Rack, Panels, Misc.
19 | MinuteMan | ED1000RTXL2U | UPS with power conditioning 2U 1000VA/900W 120 VAC Rack/Wall/Tower mountable | 1 |  | -
20 | MinuteMan | SNMP-NV6 | Remote Power Management Adapter | 1 |  | -
21 | CONTRACTOR SELECT | Contractor Select | Computer Workstation Cart |  | 1 | -
22 |  |  | Installation Materials as Defined in AV Systems Specification | Lot
23 |  |  | Custom Wall/Floor Box and Decorator-Style Plates as Needed | Lot
24 |  |  | Pre-Made Loose Cabling and Field Cabling as Needed | Lot
25 |  |  | Rack Panels, Vents, Mounts, Shelves, Other Equipment Rack Materials as Needed | Lot
26 |  |  | Wall, Ceiling Mounts and Mounting Hardware as Needed | Lot
27 |  |  | Control System Accessories as Needed | Lot
28 |  |  | Power Supplies and Power Distribution as Needed | Lot
29 |  |  | Cable Terminations, Cable Dressing, Labels, Ties, Cable Management as Needed | Lot
End of System
Audiovisual Systems Audiovisual Systems Bidding Equipment List
ID | Manufacturer | Model | Item / Description | Unit Qty |  | Bidding Notes
Number : 1007
Type : MSY16
Name : AV (Med Mall)
Rm Qty : 1
Signal Processing, Routing, and Distribution
1 | Cisco | C9300L-48PF-4X-E | Cisco Catalyst 9300L 48 Port Full PoE+, 1100w, 4x10G Uplink, Stackable, Managed Network Switch (BOD, CONFIRM W/OWNER) (OFCI) | 2 |  | A
2 | Cisco | C9300L-STACK-KIT | Stack Kit for C9300L-Two Data Stack Adapters and One Data Stack Cable (OFCI) | 2 |  | A
3 | Contractor Select/ Owner Approved | 48-Port Data Patch Panel | Contractor Selected, Owner Approved 48-Port Data Patch Panel, Comply w/ University Standards |  | 2 | -
4 | Contractor Select | Horizontal Cable Manager | Horizontal Cable Manager - Size as Needed for Capacity, Comply w/ University Standards | 2 |  | -
Speech Reinforcement System/Audio Conferencing
5 | CAE / Axis | P8221 | Learning Space Digital Audio Interface | 2 |  | -
Sound Reinforcement System
6 | QSC Audio | Q-SYS CORE 510i | Audio DSP Frame Core w/8 I/O Card Slots Support 128 x 128 Ch., 256 x 256 Q- SYS Channels, 16 Configurable GPIO, 64 AEC Processors | 1 |  | -
7 | QSC Audio | Q-SYS CDN64 | 64x64 Dante Audio Bridge Card | 1 |  | -
8 | QSC Audio | SL-QSE-510-P | QSC Core 510 Scripting Engine Software License | 1 |  | -
9 | QSC Audio | Q-SYS COL4 | 4-Channel Line Output Card | 1 |  | -
Control System
10 | Crestron | CP4N | 4-Series Integrated Controller, (3) RS-232, (8) I/O, (8) IR, (8) Relay, Cresnet, LAN, Control Subnet |  | 1 | -
Audiovisual Systems Audiovisual Systems Bidding Equipment List
ID | Manufacturer | Model | Item / Description | Unit Qty |  | Bidding Notes
Number : 1007
Type : MSY16
Name : AV (Med Mall)
Rm Qty : 1
Rack, Panels, Misc.
11 | Middle Atlantic | BGR-4532 | BGR-Series 45RU, 32"D Equipment Rack | 1 |  | -
12 | Middle Atlantic | BGR-552FT-FC | BGR-Series Fan top, 552 CFM, w/Controller | 1 |  | -
13 | Middle Atlantic | BGR-RR45 | BGR-Series 45RU, Rear Rack Rail Kit | 1 |  | -
14 | Middle Atlantic | BSPN-45-32 | BGR-Series 45RU, 32"D Side Panels (Pair) | 1 |  | -
15 | Middle Atlantic | PDT-1220C-NS | Vertical Power Distribution Strip, (12) Outlet, 20A | 2 |  | -
16 | MinuteMan | ED2000RTXL2U | UPS with power conditioning 2U 2000VA/1800W 120 VAC Rack/Wall/Tower mountable | 2 |  | -
17 | MinuteMan | E BRKT RAIL | Rack mount kit for UPS | 2 |  | -
18 | MinuteMan | SNMP-NV6 | Remote Power Management Adapter | 2 |  | -
19 |  |  | Installation Materials as Defined in AV Systems Specification | Lot
20 |  |  | Custom Wall/Floor Box and Decorator-Style Plates as Needed | Lot
21 |  |  | Pre-Made Loose Cabling and Field Cabling as Needed | Lot
22 |  |  | Rack Panels, Vents, Mounts, Shelves, Other Equipment Rack Materials as Needed | Lot
23 |  |  | Wall, Ceiling Mounts and Mounting Hardware as Needed | Lot
24 |  |  | Control System Accessories as Needed | Lot
25 |  |  | Power Supplies and Power Distribution as Needed | Lot
26 |  |  | Cable Terminations, Cable Dressing, Labels, Ties, Cable Management as Needed | Lot
End of System
Audiovisual Systems Audiovisual Systems Bidding Equipment List
ID | Manufacturer | Model | Item / Description | Unit Qty |  | Bidding Notes
Number : 2051/2064, 2053/2062, 2055/2060, 2057/2058, 2067/2065, 2071/2069
Type : MSY17
Name : Surg Sim & Control Station
Rm Qty : 6
Simulation Room
1 | NEC | M651 | 65” LED LCD Professional Display, 3840 x 2160, 24/7, 500 nits, Landscape/Portrait, RS232C, LAN, Integrated Speakers | 1 |  | -
2 | Chief | Articulating Monitor Mount | Contractor Selected Articulating Arm Monitor Mount | 1 |  | -
3 | Owner Furnished | 24" Monitor | 24" LCD Monitor, 1920x1080 Native (OFCI) | 1 |  | A
4 | Owner Furnished | Workstation - 1 Output | Owner Furnished PC w/1 Output (OFCI) | 1 |  | A
5 | Owner Furnished | KM | USB Keyboard & Mouse | 1 |  | -
6 | Ergotron | 45-358-026 | LX Wall Mount Sit/Stand System, Track Mount, Keyboard Arm, LCD Arm, CPU Holder | 1 |  | -
7 | Huddly | IQ w/ Mic | Auto-Framing Web Camera w/ Built-in Microphone | 1 |  | -
8 | Viewsonic | TD2430 | 24" Interactive LCD Monitor, 1920x1080 Native, 10-Point Capacitive Multi-Touch, Internal Speakers | 1 |  | -
9 | Ergotron | 24-818-211 | StyleView Pole Cart | 1 |  | -
10 | Ergotron | 80-107-216 | Mini PC Mount | 1 |  | -
11 | Owner Furnished | Patient Monitor | Owner Furnished Patient Monitor (OFOI) | 1 |  | B
12 | CAE | ACC-LSEP48 | Optical PTZ Camera | 5 |  | -
13 | Owner Furnished | Manikin | Simulation Manikin (OFOI) | 1 |  | B
14 | Crestron | DM-NVX-360 | DM NVX 4K60 4:4:4 HDR Network AV Scaling Encoder/Decoder w/ HDR, HDCP 2.3, AES67, Video Wall Processing, USB and KVM Routing, and Optional Fiber Connectivity | 5 |  | -
15 | Crestron | DM-NVX-E30 | DM 4K60 4:4:4 HDR Network AV Encoder, PoE+ | 6 |  | -
16 | Shure | MX202x/C | Hanging Mini-Condenser Cardioid Mic, w/Cable, In-Line Preamp | 3 |  | D
17 | CAE / Axis | P8221 | Learning Space Digital Audio Interface | 1 |  | -
18 | Shure | MXWAPT4 | 4-Ch. Access Point Transceiver | 1 |  | -
19 | Shure | MXW1/O | Bodypack Transmitter w/ Omnidirectional Microphone and 4-Pin Mini Connector (TA4M) | 4 |  | -
Audiovisual Systems Audiovisual Systems Bidding Equipment List
ID | Manufacturer | Model | Item / Description | Unit Qty |  | Bidding Notes
Number : 2051/2064, 2053/2062, 2055/2060, 2057/2058, 2067/2065, 2071/2069
Type : MSY17
Name : Surg Sim & Control Station
Rm Qty : 6
20 | Owner Furnished | Owner Furnished | VoIP Desktop Phone (OFCI) | 1 |  | A
21 | JK Audio | QuickTap IFB | Telephone Handset IFB Tap | 1 |  | -
22 | QSC Audio | Axon A4FLEX | Mic/Line Connectivity Interface, AES67 | 1 |  | -
23 | QSC Audio | unD4I-L | 4 Channel Mic/Line In, Dante/AES67 Interface w/ Logic I/O, PoE | 1 |  | -
24 | Stewart Audio | CVA16-1-CV-D | Single-Channel Dante Subcompact PoE+ Amplifier - 16W x 1 @ 70V/100V | 1 |  | -
25 | Stewart Audio | AV8-2-LZ-D | 2-Channel Dante™ Subcompact PoE+ 2 x 8W Amplifier, Plenum Rated | 1 |  | -
26 | JBL | Control 16C/T | Two-Way 6.5" Coaxial Ceiling Loudspeaker | 2 |  | D
27 | Bose | Acoustimass FreeSpace 3 | Satellite Loudspeaker - White 040143 - Single - Sold in Pairs | 1 |  | -
28 | Crestron | TSW-1070-x-S | 10" Wall Mounted PoE+ Landscape Touch Screen w/ HTML5 and Room Scheduling | 1 |  | D
29 | Crestron | TSW-770/1070-MSMK- ANG-B-S | Multisurface Mount Kit for TSW-770 and TSW-1070 Series | 1 |  | -
30 | Ergotron | MX Mini Wall Arm | Light Monitor or Tablet Mount Articulating Wall Mount Arm | 1 |  | D,E
Nurse Call
31 | Crestron | CEN-IO-RY-104 | Wired Ethernet Module with 4 Relay Ports | 1 |  | -
32 | Crestron | CEN-IO-DIGIN-104 | Wired Ethernet Module with 4 Digital Inputs | 1 |  | -
33 | E-Switch | PVA Series | Illuminated Pushbutton Switch - RGB LED option - Momentary contact | 2 |  | -
Audiovisual Systems Audiovisual Systems Bidding Equipment List
ID | Manufacturer | Model | Item / Description | Unit Qty |  | Bidding Notes
Number : 2051/2064, 2053/2062, 2055/2060, 2057/2058, 2067/2065, 2071/2069
Type : MSY17
Name : Surg Sim & Control Station
Rm Qty : 6
Control Station
34 | Owner Furnished | 24" Monitor | 24" LCD Monitor, 1920x1080 Native (OFCI) | 1 |  | A
35 | Owner Furnished | Workstation - 1 Output | Owner Furnished PC w/1 Output (OFCI) | 1 |  | A
36 | Owner Furnished | KM | USB Keyboard & Mouse | 1 |  | -
37 | Owner Furnished | Workstation - 1 Output (Manikin) | Owner Furnished All-In-One PC (Manikin Vitals) (OFCI) | 1 |  | A
38 | Owner Furnished | Laptop (Manikin) | Owner Furnished Laptop (Manikin Control) | 1 |  | -
39 | CAE | ACC-LSEP17 | LearningSpace SIM Integration Bridge | 1 |  | -
40 | CAE | DCU | Digital Capture Unit, HD to IP Encoder | 2 |  | -
41 | Crestron | DM-NVX-360 | DM NVX 4K60 4:4:4 HDR Network AV Scaling Encoder/Decoder w/ HDR, HDCP 2.3, AES67, Video Wall Processing, USB and KVM Routing, and Optional Fiber Connectivity | 4 |  | -
42 | Crestron | DM-NVX-E30 | DM 4K60 4:4:4 HDR Network AV Encoder, PoE+ | 1 |  | -
43 | Owner Furnished | Owner Furnished | VoIP Desktop Phone (OFCI) | 1 |  | A
44 | QSC Audio | Q-SYS I/O-8 FLEX | Network 8 Flex Channel Audio I/O Expansion Device w/GPIO, 1x RS232 and USB, PoE+ | 1 |  | -
45 | Clock Audio | DMB1 - D44 | Desk PTT Paging Microphone (D44) - Single Zone - Moment or Latch - w/Feedback | 1 |  | -
46 | Clock Audio | DMB2 - D44 | Desk PTT Paging Microphone (D44) - Two Zone - Moment or Latch - w/Feedback | 1 |  | -
47 | Mooer | Micro Pitch Box | Harmony Detune Pitch Shift Effects Pedal | 1 |  | -
48 | Shure | MXWNCS4 | Wireless Microphone Charging Station | 1 |  | -
49 | Rolls | HA243 | 4 Channel Studiophile Headphone Amplifier w/ 2 Inputs | 1 |  | -
50 | JVC | HA-V570 | Supra-Aural Monitor Headphones with In-cord Volume Control | 3 |  | -
51 | M-Audio | BX4 | 4.5" 2-Way Powered Desktop Studio Loudspeakers (Pair) | 1 |  | -
52 | Crestron | TS-1070-x-S | 10" Tabletop PoE+ Touch Screen w/ HTML5, Intercom, and Room Scheduling | 1 |  | D
53 | Middle Atlantic | BRK12-22 | BRK Series 12RU, 22"D Black Laminate rack | 1 |  | D
54 | MinuteMan | ED1500RTXL2U | UPS with power conditioning 2U 1500VA/1350W 120 VAC Rack/Wall/Tower mountable | 1 |  | -
55 | MinuteMan | E BRKT RAIL | Rack mount kit for UPS | 1 |  | -
56 | MinuteMan | SNMP-NV6 | Remote Power Management Adapter | 1 |  | -
Audiovisual Systems Audiovisual Systems Bidding Equipment List
ID | Manufacturer | Model | Item / Description | Unit Qty |  | Bidding Notes
Number : 2051/2064, 2053/2062, 2055/2060, 2057/2058, 2067/2065, 2071/2069
Type : MSY17
Name : Surg Sim & Control Station
Rm Qty : 6
Rack, Panels, Misc.
57 |  |  | Installation Materials as Defined in AV Systems Specification | Lot
58 |  |  | Custom Wall/Floor Box and Decorator-Style Plates as Needed | Lot
59 |  |  | Pre-Made Loose Cabling and Field Cabling as Needed | Lot
60 |  |  | Rack Panels, Vents, Mounts, Shelves, Other Equipment Rack Materials as Needed | Lot
61 |  |  | Wall, Ceiling Mounts and Mounting Hardware as Needed | Lot
62 |  |  | Control System Accessories as Needed | Lot
63 |  |  | Power Supplies and Power Distribution as Needed | Lot
64 |  |  | Cable Terminations, Cable Dressing, Labels, Ties, Cable Management as Needed | Lot
End of System
Audiovisual Systems Audiovisual Systems Bidding Equipment List
ID | Manufacturer | Model | Item / Description | Unit Qty |  | Bidding Notes
Number : 2029
Type : MSY18
Name : Briefing Type 3
Rm Qty : 1
Display Devices
1 | NEC | V754Q | 75" Ultra High Definition Professional Display | 1 |  | -
Source Devices
2 | Owner Furnished | Workstation - 1 Output | Owner Furnished PC w/1 Output (OFCI) | 1 |  | A
3 | Logitech | MK320 | Wireless Keyboard/Mouse Package | 1 |  | -
Video Capture, Streaming and Conferencing
4 | CAE | ACC-LSEP20 | Digital PTZ Camera | 1 |  | -
5 | CAE | ACC-LSEP48 | Optical PTZ Camera | 1 |  | -
6 | Crestron | AM-3100-WF | AirMedia Series 3 Receiver 100 w/ WiFi Network Connectivity | 1 |  | -
7 | Crestron | UC-SB1-CAM | UC Video Conference Smart Sound Bar & Camera | 1 |  | -
8 | CAE | DCU | Digital Capture Unit, HD to IP Encoder | 1 |  | -
9 | Huddly | Canvas | Whiteboard Content Camera Kit - USB AI Whiteboard Camera with Ethernet Extender | 1 |  | -
Signal Processing, Routing, and Distribution
10 | Crestron | DM-NVX-360 | DM NVX 4K60 4:4:4 HDR Network AV Scaling Encoder/Decoder w/ HDR, HDCP 2.3, AES67, Video Wall Processing, USB and KVM Routing, and Optional Fiber Connectivity | 1 |  | -
11 | Crestron | DM-NVX-E30 | DM 4K60 4:4:4 HDR Network AV Encoder, PoE+ | 4 |  | -
Speech Reinforcement System/Audio Conferencing
12 | Shure | MX202x/C | Hanging Mini-Condenser Cardioid Mic, w/Cable, In-Line Preamp | 2 |  | D
13 | CAE / Axis | P8221 | Learning Space Digital Audio Interface | 1 |  | -
Sound Reinforcement System
14 | QSC Audio | QSYS Core Nano | Audio, Video & Control Processor (8) AEC, USB Bridge, 8x8 Dante (up to 32x32 Dante), (2) RS-232 Ports, (2) VoIP | 1 |  | -
15 | QSC Audio | Axon A4FLEX | Mic/Line Connectivity Interface, AES67 | 1 |  | -
16 | JBL | LCT 81C/T | Low-Profile 2' x 2' Ceiling Tile Loudspeaker w/ 8" Driver, Single - Sold in Pairs | 4 |  | -
17 | Stewart Audio | CVA40-1-CV-D | Single-Channel Dante Subcompact PoE++ Amplifier 40W x 1 @ 70V/100V (60W Port Power or Injector) Plenum Rated, Supports AES67 | 1 |  | -
Control System
18 | Crestron | CP4N | 4-Series Integrated Controller, (3) RS-232, (8) I/O, (8) IR, (8) Relay, Cresnet, LAN, Control Subnet | 1 |  | -
19 | Crestron | TSW-770-x-S | 7" Wall Mounted PoE+ Landscape Touch Screen w/ HTML5 and Room Scheduling | 1 |  | D
20 | Crestron | TSS-770-x-S | 7" Room Scheduling PoE+ Touch Screen | 1 |  | D
Audiovisual Systems Audiovisual Systems Bidding Equipment List
ID | Manufacturer | Model | Item / Description | Unit Qty |  | Bidding Notes
Number : 2029
Type : MSY18
Name : Briefing Type 3
Rm Qty : 1
Rack, Panels, Misc.
21 | Spectrum Industries | 55497-323 | 3-Bay Slim Credenza with Solid Doors with CamLocks | 1 |  | -
22 | Spectrum Industries | 0 | Vertical Rack Mount, 3U | 1 |  | -
23 | Middle Atlantic | PD-915R | Horizontal Power Distribution, (9) Outlet,15A, Basic Surge | 1 |  | -
24 | MinuteMan | ED1000RTXL2U | UPS with power conditioning 2U 1000VA/900W 120 VAC Rack/Wall/Tower mountable | 1 |  | -
25 | MinuteMan | E BRKT RAIL | Rack mount kit for UPS | 1 |  | -
26 | MinuteMan | SNMP-NV6 | Remote Power Management Adapter | 1 |  | -
27 | Crestron | FT2-202-MECH-X | Flip Top FT2 Series, 202 Size, Mechanical | 2 |  | D
28 | Crestron | FT2A-PLT-PT-10 | Cable Pass-Through Plate Modules for FT2 Series, Qty. 10 | LOT |  | -
29 |  |  | Installation Materials as Defined in AV Systems Specification | Lot
30 |  |  | Custom Wall/Floor Box and Decorator-Style Plates as Needed | Lot
31 |  |  | Pre-Made Loose Cabling and Field Cabling as Needed | Lot
32 |  |  | Rack Panels, Vents, Mounts, Shelves, Other Equipment Rack Materials as Needed | Lot
33 |  |  | Wall, Ceiling Mounts and Mounting Hardware as Needed | Lot
34 |  |  | Control System Accessories as Needed | Lot
35 |  |  | Power Supplies and Power Distribution as Needed | Lot
36 |  |  | Cable Terminations, Cable Dressing, Labels, Ties, Cable Management as Needed | Lot
End of System
Audiovisual Systems Audiovisual Systems Bidding Equipment List
ID | Manufacturer | Model | Item / Description | Unit Qty |  | Bidding Notes
Number : 2092, 2094, 2096
Type : MSY19
Name : Briefing Type 4
Rm Qty : 3
Display Devices
1 | NEC | V754Q | 75" Ultra High Definition Professional Display | 1 |  | -
Source Devices
2 | Owner Furnished | Workstation - 1 Output | Owner Furnished PC w/1 Output (OFCI) | 1 |  | A
3 | Logitech | MK320 | Wireless Keyboard/Mouse Package | 1 |  | -
Video Capture, Streaming and Conferencing
4 | CAE | ACC-LSEP20 | Digital PTZ Camera | 1 |  | -
5 | CAE | ACC-LSEP48 | Optical PTZ Camera | 1 |  | -
6 | Crestron | AM-3100-WF | AirMedia Series 3 Receiver 100 w/ WiFi Network Connectivity | 1 |  | -
7 | Crestron | UC-SB1-CAM | UC Video Conference Smart Sound Bar & Camera | 1 |  | -
8 | CAE | DCU | Digital Capture Unit, HD to IP Encoder | 1 |  | -
9 | Huddly | Canvas | Whiteboard Content Camera Kit - USB AI Whiteboard Camera with Ethernet Extender | 1 |  | -
10 | Owner Furnished | Owner Furnished | VoIP Desktop Phone (OFCI) | 1 |  | A
Signal Processing, Routing, and Distribution
11 | Crestron | DM-NVX-360 | DM NVX 4K60 4:4:4 HDR Network AV Scaling Encoder/Decoder w/ HDR, HDCP 2.3, AES67, Video Wall Processing, USB and KVM Routing, and Optional Fiber Connectivity | 1 |  | -
12 | Crestron | DM-NVX-E30 | DM 4K60 4:4:4 HDR Network AV Encoder, PoE+ | 3 |  | -
Speech Reinforcement System/Audio Conferencing
13 | Shure | MX202x/C | Hanging Mini-Condenser Cardioid Mic, w/Cable, In-Line Preamp | 2 |  | D
14 | CAE / Axis | P8221 | Learning Space Digital Audio Interface | 1 |  | -
Sound Reinforcement System
15 | QSC Audio | Axon A4FLEX | Mic/Line Connectivity Interface, AES67 | 1 |  | -
16 | JBL | LCT 81C/T | Low-Profile 2' x 2' Ceiling Tile Loudspeaker w/ 8" Driver, Single - Sold in Pairs | 4 |  | -
17 | Stewart Audio | CVA40-1-CV-D | Single-Channel Dante Subcompact PoE++ Amplifier 40W x 1 @ 70V/100V (60W Port Power or Injector) Plenum Rated, Supports AES67 | 1 |  | -
Control System
18 | Crestron | TSW-770-x-S | 7" Wall Mounted PoE+ Landscape Touch Screen w/ HTML5 and Room Scheduling | 1 |  | D
19 | Crestron | TSS-770-x-S | 7" Room Scheduling PoE+ Touch Screen | 1 |  | D
Audiovisual Systems Audiovisual Systems Bidding Equipment List
ID | Manufacturer | Model | Item / Description | Unit Qty |  | Bidding Notes
Number : 2092, 2094, 2096
Type : MSY19
Name : Briefing Type 4
Rm Qty : 3
Rack, Panels, Misc.
20 | Spectrum Industries | 55497-323 | 3-Bay Slim Credenza with Solid Doors with CamLocks | 1 |  | -
21 | Spectrum Industries | 0 | Vertical Rack Mount, 3U | 1 |  | -
22 | Middle Atlantic | PD-915R | Horizontal Power Distribution, (9) Outlet,15A, Basic Surge | 1 |  | -
23 | MinuteMan | ED1000RTXL2U | UPS with power conditioning 2U 1000VA/900W 120 VAC Rack/Wall/Tower mountable | 1 |  | -
24 | MinuteMan | E BRKT RAIL | Rack mount kit for UPS | 1 |  | -
25 | MinuteMan | SNMP-NV6 | Remote Power Management Adapter | 1 |  | -
26 | Crestron | FT2-202-MECH-X | Flip Top FT2 Series, 202 Size, Mechanical | 1 |  | D
27 | Crestron | FT2A-PLT-PT-10 | Cable Pass-Through Plate Modules for FT2 Series, Qty. 10 | LOT |  | -
28 |  |  | Installation Materials as Defined in AV Systems Specification | Lot
29 |  |  | Custom Wall/Floor Box and Decorator-Style Plates as Needed | Lot
30 |  |  | Pre-Made Loose Cabling and Field Cabling as Needed | Lot
31 |  |  | Rack Panels, Vents, Mounts, Shelves, Other Equipment Rack Materials as Needed | Lot
32 |  |  | Wall, Ceiling Mounts and Mounting Hardware as Needed | Lot
33 |  |  | Control System Accessories as Needed | Lot
34 |  |  | Power Supplies and Power Distribution as Needed | Lot
35 |  |  | Cable Terminations, Cable Dressing, Labels, Ties, Cable Management as Needed | Lot
End of System
Audiovisual Systems Audiovisual Systems Bidding Equipment List
ID | Manufacturer | Model | Item / Description | Unit Qty |  | Bidding Notes
Number : 2116
Type : MSY20
Name : Briefing Type 5
Rm Qty : 1
Display Devices
1 | NEC | V754Q | 75" Ultra High Definition Professional Display | 1 |  | -
Source Devices
2 | Owner Furnished | Workstation - 1 Output | Owner Furnished PC w/1 Output (OFCI) | 1 |  | A
3 | Logitech | MK320 | Wireless Keyboard/Mouse Package | 1 |  | -
Video Capture, Streaming and Conferencing
4 | CAE | ACC-LSEP20 | Digital PTZ Camera | 1 |  | -
5 | CAE | ACC-LSEP48 | Optical PTZ Camera | 1 |  | -
6 | Crestron | AM-3100-WF | AirMedia Series 3 Receiver 100 w/ WiFi Network Connectivity | 1 |  | -
7 | Crestron | UC-SB1-CAM | UC Video Conference Smart Sound Bar & Camera | 1 |  | -
8 | CAE | DCU | Digital Capture Unit, HD to IP Encoder | 1 |  | -
9 | Huddly | Canvas | Whiteboard Content Camera Kit - USB AI Whiteboard Camera with Ethernet Extender | 1 |  | -
10 | Owner Furnished | Owner Furnished | VoIP Desktop Phone (OFCI) | 1 |  | A
Signal Processing, Routing, and Distribution
11 | Crestron | DM-NVX-360 | DM NVX 4K60 4:4:4 HDR Network AV Scaling Encoder/Decoder w/ HDR, HDCP 2.3, AES67, Video Wall Processing, USB and KVM Routing, and Optional Fiber Connectivity | 1 |  | -
12 | Crestron | DM-NVX-E30 | DM 4K60 4:4:4 HDR Network AV Encoder, PoE+ | 3 |  | -
Speech Reinforcement System/Audio Conferencing
13 | Shure | MX202x/C | Hanging Mini-Condenser Cardioid Mic, w/Cable, In-Line Preamp | 2 |  | D
14 | CAE / Axis | P8221 | Learning Space Digital Audio Interface | 1 |  | -
Sound Reinforcement System
15 | QSC Audio | Axon A4FLEX | Mic/Line Connectivity Interface, AES67 | 1 |  | -
16 | JBL | LCT 81C/T | Low-Profile 2' x 2' Ceiling Tile Loudspeaker w/ 8" Driver, Single - Sold in Pairs | 4 |  | -
17 | Stewart Audio | CVA40-1-CV-D | Single-Channel Dante Subcompact PoE++ Amplifier 40W x 1 @ 70V/100V (60W Port Power or Injector) Plenum Rated, Supports AES67 | 1 |  | -
Control System
18 | Crestron | TSW-770-x-S | 7" Wall Mounted PoE+ Landscape Touch Screen w/ HTML5 and Room Scheduling | 1 |  | D
19 | Crestron | TSS-770-x-S | 7" Room Scheduling PoE+ Touch Screen | 1 |  | D
Audiovisual Systems Audiovisual Systems Bidding Equipment List
ID | Manufacturer | Model | Item / Description | Unit Qty |  | Bidding Notes
Number : 2116
Type : MSY20
Name : Briefing Type 5
Rm Qty : 1
Rack, Panels, Misc.
20 | Spectrum Industries | 55497-323 | 3-Bay Slim Credenza with Solid Doors with CamLocks | 1 |  | -
21 | Spectrum Industries | 0 | Vertical Rack Mount, 3U | 1 |  | -
22 | Middle Atlantic | PD-915R | Horizontal Power Distribution, (9) Outlet,15A, Basic Surge | 1 |  | -
23 | MinuteMan | ED1000RTXL2U | UPS with power conditioning 2U 1000VA/900W 120 VAC Rack/Wall/Tower mountable | 1 |  | -
24 | MinuteMan | E BRKT RAIL | Rack mount kit for UPS | 1 |  | -
25 | MinuteMan | SNMP-NV6 | Remote Power Management Adapter | 1 |  | -
26 | Crestron | FT2-202-MECH-X | Flip Top FT2 Series, 202 Size, Mechanical | 1 |  | D
27 | Crestron | FT2A-PLT-PT-10 | Cable Pass-Through Plate Modules for FT2 Series, Qty. 10 | LOT |  | -
28 |  |  | Installation Materials as Defined in AV Systems Specification | Lot
29 |  |  | Custom Wall/Floor Box and Decorator-Style Plates as Needed | Lot
30 |  |  | Pre-Made Loose Cabling and Field Cabling as Needed | Lot
31 |  |  | Rack Panels, Vents, Mounts, Shelves, Other Equipment Rack Materials as Needed | Lot
32 |  |  | Wall, Ceiling Mounts and Mounting Hardware as Needed | Lot
33 |  |  | Control System Accessories as Needed | Lot
34 |  |  | Power Supplies and Power Distribution as Needed | Lot
35 |  |  | Cable Terminations, Cable Dressing, Labels, Ties, Cable Management as Needed | Lot
End of System
Audiovisual Systems Audiovisual Systems Bidding Equipment List
ID | Manufacturer | Model | Item / Description | Unit Qty |  | Bidding Notes
Number : 2104 / 2108 / 2106
Type : MSY21
Name : OR Sim & Control Station
Rm Qty : 2
Simulation Room
1 | NEC | M651 | 65” LED LCD Professional Display, 3840 x 2160, 24/7, 500 nits, Landscape/Portrait, RS232C, LAN, Integrated Speakers |  | 1 | -
2 | Chief | Articulating Monitor Mount | Contractor Selected Articulating Arm Monitor Mount | 1 |  | -
3 | Owner Furnished | 24" Monitor | 24" LCD Monitor, 1920x1080 Native (OFCI) | 1 |  | A
4 | Owner Furnished | Workstation - 1 Output | Owner Furnished PC w/1 Output (OFCI) | 1 |  | A
5 | Owner Furnished | KM | USB Keyboard & Mouse | 1 |  | -
6 | Ergotron | 45-358-026 | LX Wall Mount Sit/Stand System, Track Mount, Keyboard Arm, LCD Arm, CPU Holder | 1 |  | -
7 | Huddly | IQ w/ Mic | Auto-Framing Web Camera w/ Built-in Microphone | 1 |  | -
8 | Owner Furnished | Patient Monitor | Owner Furnished Patient Monitor (OFOI) | 1 |  | B
9 | CAE | ACC-LSEP48 | Optical PTZ Camera | 4 |  | -
10 | Owner Furnished | Manikin | Simulation Manikin (OFOI) | 1 |  | B
11 | Owner Furnished | Manikin Support Rack | Manikin Support Rack (OFOI) | 1 |  | B
12 | Crestron | DM-NVX-360 | DM NVX 4K60 4:4:4 HDR Network AV Scaling Encoder/Decoder w/ HDR, HDCP 2.3, AES67, Video Wall Processing, USB and KVM Routing, and Optional Fiber Connectivity | 3 |  | -
13 | Crestron | DM-NVX-E30 | DM 4K60 4:4:4 HDR Network AV Encoder, PoE+ | 2 |  | -
14 | Shure | MX202x/C | Hanging Mini-Condenser Cardioid Mic, w/Cable, In-Line Preamp | 3 |  | D
15 | CAE / Axis | P8221 | Learning Space Digital Audio Interface | 1 |  | -
16 | Shure | MXWAPT4 | 4-Ch. Access Point Transceiver | 1 |  | -
17 | Shure | MXW1/O | Bodypack Transmitter w/ Omnidirectional Microphone and 4-Pin Mini Connector (TA4M) | 4 |  | -
18 | Owner Furnished | Owner Furnished | VoIP Desktop Phone (OFCI) | 1 |  | A
19 | JK Audio | QuickTap IFB | Telephone Handset IFB Tap | 1 |  | -
20 | QSC Audio | Axon A4FLEX | Mic/Line Connectivity Interface, AES67 | 1 |  | -
21 | QSC Audio | unD4I-L | 4 Channel Mic/Line In, Dante/AES67 Interface w/ Logic I/O, PoE | 1 |  | -
22 | Stewart Audio | CVA16-1-CV-D | Single-Channel Dante Subcompact PoE+ Amplifier - 16W x 1 @ 70V/100V | 1 |  | -
23 | Stewart Audio | AV8-2-LZ-D | 2-Channel Dante™ Subcompact PoE+ 2 x 8W Amplifier, Plenum Rated | 1 |  | -
24 | JBL | Control 16C/T | Two-Way 6.5" Coaxial Ceiling Loudspeaker | 2 |  | D
25 | Bose | Acoustimass FreeSpace 3 | Satellite Loudspeaker - White 040143 - Single - Sold in Pairs | 1 |  | -
26 | Crestron | TSW-770-x-S | 7" Wall Mounted PoE+ Landscape Touch Screen w/ HTML5 and Room Scheduling | 1 |  | D
27 | Crestron | TSW-770/1070-MSMK- ANG-B-S | Multisurface Mount Kit for TSW-770 and TSW-1070 Series | 1 |  | -
28 | Ergotron | MX Mini Wall Arm | Light Monitor or Tablet Mount Articulating Wall Mount Arm | 1 |  | D,E
Audiovisual Systems Audiovisual Systems Bidding Equipment List
ID | Manufacturer | Model | Item / Description | Unit Qty |  | Bidding Notes
Number : 2104 / 2108 / 2106
Type : MSY21
Name : OR Sim & Control Station
Rm Qty : 2
Nurse Call
29 | Crestron | CEN-IO-RY-104 | Wired Ethernet Module with 4 Relay Ports | 1 |  | -
30 | Crestron | CEN-IO-DIGIN-104 | Wired Ethernet Module with 4 Digital Inputs | 1 |  | -
31 | E-Switch | PVA Series | Illuminated Pushbutton Switch - RGB LED option - Momentary contact | 2 |  | -
Control Station
32 | Owner Furnished | 24" Monitor | 24" LCD Monitor, 1920x1080 Native (OFCI) | 1 |  | A
33 | Owner Furnished | Workstation - 1 Output | Owner Furnished PC w/1 Output (OFCI) | 1 |  | A
34 | Owner Furnished | KM | USB Keyboard & Mouse | 1 |  | -
35 | Owner Furnished | Workstation - 1 Output (Manikin) | Owner Furnished All-In-One PC (Manikin Vitals) (OFCI) | 1 |  | A
36 | Owner Furnished | Laptop (Manikin) | Owner Furnished Laptop (Manikin Control) | 1 |  | -
37 | CAE | ACC-LSEP17 | LearningSpace SIM Integration Bridge | 1 |  | -
38 | CAE | DCU | Digital Capture Unit, HD to IP Encoder | 2 |  | -
39 | Crestron | DM-NVX-360 | DM NVX 4K60 4:4:4 HDR Network AV Scaling Encoder/Decoder w/ HDR, HDCP 2.3, AES67, Video Wall Processing, USB and KVM Routing, and Optional Fiber Connectivity | 3 |  | -
40 | Crestron | DM-NVX-E30 | DM 4K60 4:4:4 HDR Network AV Encoder, PoE+ | 1 |  | -
41 | Owner Furnished | Owner Furnished | VoIP Desktop Phone (OFCI) | 1 |  | A
42 | QSC Audio | Q-SYS I/O-8 FLEX | Network 8 Flex Channel Audio I/O Expansion Device w/GPIO, 1x RS232 and USB, PoE+ | 1 |  | -
43 | Clock Audio | DMB1 - D44 | Desk PTT Paging Microphone (D44) - Single Zone - Moment or Latch - w/Feedback | 1 |  | -
44 | Clock Audio | DMB2 - D44 | Desk PTT Paging Microphone (D44) - Two Zone - Moment or Latch - w/Feedback | 1 |  | -
45 | Mooer | Micro Pitch Box | Harmony Detune Pitch Shift Effects Pedal | 1 |  | -
46 | Shure | MXWNCS4 | Wireless Microphone Charging Station | 1 |  | -
47 | Rolls | HA243 | 4 Channel Studiophile Headphone Amplifier w/ 2 Inputs | 1 |  | -
48 | JVC | HA-V570 | Supra-Aural Monitor Headphones with In-cord Volume Control | 3 |  | -
49 | M-Audio | BX4 | 4.5" 2-Way Powered Desktop Studio Loudspeakers (Pair) | 1 |  | -
50 | Crestron | TSW-770-x-S | 7" Wall Mounted PoE+ Landscape Touch Screen w/ HTML5 and Room Scheduling | 1 |  | D
51 | Middle Atlantic | BRK12-22 | BRK Series 12RU, 22"D Black Laminate rack | 1 |  | D
52 | MinuteMan | ED1500RTXL2U | UPS with power conditioning 2U 1500VA/1350W 120 VAC Rack/Wall/Tower mountable | 1 |  | -
53 | MinuteMan | E BRKT RAIL | Rack mount kit for UPS | 1 |  | -
54 | MinuteMan | SNMP-NV6 | Remote Power Management Adapter | 1 |  | -
Audiovisual Systems Audiovisual Systems Bidding Equipment List
ID | Manufacturer | Model | Item / Description | Unit Qty |  | Bidding Notes
Number : 2104 / 2108 / 2106
Type : MSY21
Name : OR Sim & Control Station
Rm Qty : 2
Rack, Panels, Misc.
55 |  |  | Installation Materials as Defined in AV Systems Specification | Lot
56 |  |  | Custom Wall/Floor Box and Decorator-Style Plates as Needed | Lot
57 |  |  | Pre-Made Loose Cabling and Field Cabling as Needed | Lot
58 |  |  | Rack Panels, Vents, Mounts, Shelves, Other Equipment Rack Materials as Needed | Lot
59 |  |  | Wall, Ceiling Mounts and Mounting Hardware as Needed | Lot
60 |  |  | Control System Accessories as Needed | Lot
61 |  |  | Power Supplies and Power Distribution as Needed | Lot
62 |  |  | Cable Terminations, Cable Dressing, Labels, Ties, Cable Management as Needed | Lot
End of System
Audiovisual Systems Audiovisual Systems Bidding Equipment List
ID | Manufacturer | Model | Item / Description | Unit Qty |  | Bidding Notes
Number : 2114/2112
Type : MSY22
Name : Sim LDR & Control Station
Rm Qty : 1
Simulation Room
1 | NEC | M551 | 55” LED LCD Professional Display, 3840 x 2160, 24/7, 500 nits, Landscape/Portrait, RS232C, LAN, Integrated Speakers |  | 1 | -
2 | Chief | Articulating Monitor Mount | Contractor Selected Articulating Arm Monitor Mount | 1 |  | -
3 | Owner Furnished | 24" Monitor | 24" LCD Monitor, 1920x1080 Native (OFCI) | 1 |  | A
4 | Owner Furnished | Workstation - 1 Output | Owner Furnished PC w/1 Output (OFCI) | 1 |  | A
5 | Owner Furnished | KM | USB Keyboard & Mouse | 1 |  | -
6 | Ergotron | 45-358-026 | LX Wall Mount Sit/Stand System, Track Mount, Keyboard Arm, LCD Arm, CPU Holder | 1 |  | -
7 | Huddly | IQ w/ Mic | Auto-Framing Web Camera w/ Built-in Microphone | 1 |  | -
8 | Viewsonic | TD2430 | 24" Interactive LCD Monitor, 1920x1080 Native, 10-Point Capacitive Multi-Touch, Internal Speakers | 2 |  | -
9 | Ergotron | 45-353-026 | LX Sit-Stand Wall Mount Arm | 2 |  | D
10 | CAE | ACC-LSEP20 | Digital PTZ Camera | 1 |  | -
11 | CAE | ACC-LSEP48 | Optical PTZ Camera | 3 |  | -
12 | Owner Furnished | Manikin | Simulation Manikin (OFOI) | 2 |  | B
13 | Crestron | DM-NVX-360 | DM NVX 4K60 4:4:4 HDR Network AV Scaling Encoder/Decoder w/ HDR, HDCP 2.3, AES67, Video Wall Processing, USB and KVM Routing, and Optional Fiber Connectivity | 4 |  | -
14 | Crestron | DM-NVX-E30 | DM 4K60 4:4:4 HDR Network AV Encoder, PoE+ | 2 |  | -
15 | Shure | MX202x/C | Hanging Mini-Condenser Cardioid Mic, w/Cable, In-Line Preamp | 3 |  | D
16 | CAE / Axis | P8221 | Learning Space Digital Audio Interface | 2 |  | -
17 | Shure | MXWAPT4 | 4-Ch. Access Point Transceiver | 1 |  | -
18 | Shure | MXW1/O | Bodypack Transmitter w/ Omnidirectional Microphone and 4-Pin Mini Connector (TA4M) | 4 |  | -
19 | Owner Furnished | Owner Furnished | VoIP Desktop Phone (OFCI) | 1 |  | A
20 | JK Audio | QuickTap IFB | Telephone Handset IFB Tap | 1 |  | -
21 | QSC Audio | A4Mio | 4x4 Channel Mic/Line I/O AES67 Interface, PoE | 1 |  | -
22 | QSC Audio | unD4I-L | 4 Channel Mic/Line In, Dante/AES67 Interface w/ Logic I/O, PoE | 1 |  | -
23 | Stewart Audio | AV8-2-LZ-D | 2-Channel Dante™ Subcompact PoE+ 2 x 8W Amplifier, Plenum Rated | 1 |  | -
24 | JBL | Control 16C/T | Two-Way 6.5" Coaxial Ceiling Loudspeaker | 1 |  | D
25 | Bose | Acoustimass FreeSpace 3 | Satellite Loudspeaker - White 040143 - Single - Sold in Pairs | 1 |  | -
26 | Crestron | MPC3-201-x | 3-Series Media Presentation Controller 201 | 1 |  | D
Audiovisual Systems Audiovisual Systems Bidding Equipment List
ID | Manufacturer | Model | Item / Description | Unit Qty |  | Bidding Notes
Number : 2114/2112
Type : MSY22
Name : Sim LDR & Control Station
Rm Qty : 1
Nurse Call
27 | Crestron | CEN-IO-RY-104 | Wired Ethernet Module with 4 Relay Ports | 1 |  | -
28 | Crestron | CEN-IO-DIGIN-104 | Wired Ethernet Module with 4 Digital Inputs | 1 |  | -
29 | E-Switch | PVA Series | Illuminated Pushbutton Switch - RGB LED option - Momentary contact | 2 |  | -
Control Station
30 | Owner Furnished | 24" Monitor | 24" LCD Monitor, 1920x1080 Native (OFCI) | 1 |  | A
31 | Owner Furnished | Workstation - 1 Output | Owner Furnished PC w/1 Output (OFCI) | 1 |  | A
32 | Owner Furnished | KM | USB Keyboard & Mouse | 1 |  | -
33 | Owner Furnished | Workstation - 1 Output (Manikin) | Owner Furnished All-In-One PC (Manikin Vitals) (OFCI) | 2 |  | A
34 | Owner Furnished | Laptop (Manikin) | Owner Furnished Laptop (Manikin Control) | 2 |  | -
35 | CAE | ACC-LSEP17 | LearningSpace SIM Integration Bridge | 2 |  | -
36 | CAE | DCU | Digital Capture Unit, HD to IP Encoder | 2 |  | -
37 | Crestron | DM-NVX-360 | DM NVX 4K60 4:4:4 HDR Network AV Scaling Encoder/Decoder w/ HDR, HDCP 2.3, AES67, Video Wall Processing, USB and KVM Routing, and Optional Fiber Connectivity | 5 |  | -
38 | Crestron | DM-NVX-E30 | DM 4K60 4:4:4 HDR Network AV Encoder, PoE+ | 1 |  | -
39 | Owner Furnished | Owner Furnished | VoIP Desktop Phone (OFCI) | 1 |  | A
40 | QSC Audio | Q-SYS I/O-8 FLEX | Network 8 Flex Channel Audio I/O Expansion Device w/GPIO, 1x RS232 and USB, PoE+ | 1 |  | -
41 | Clock Audio | DMB1 - D44 | Desk PTT Paging Microphone (D44) - Single Zone - Moment or Latch - w/Feedback | 1 |  | -
42 | Clock Audio | DMB2 - D44 | Desk PTT Paging Microphone (D44) - Two Zone - Moment or Latch - w/Feedback | 1 |  | -
43 | Mooer | Micro Pitch Box | Harmony Detune Pitch Shift Effects Pedal | 1 |  | -
44 | Shure | MXWNCS4 | Wireless Microphone Charging Station | 1 |  | -
45 | Rolls | HA243 | 4 Channel Studiophile Headphone Amplifier w/ 2 Inputs | 1 |  | -
46 | JVC | HA-V570 | Supra-Aural Monitor Headphones with In-cord Volume Control | 3 |  | -
47 | M-Audio | BX4 | 4.5" 2-Way Powered Desktop Studio Loudspeakers (Pair) | 1 |  | -
48 | Crestron | TS-770-x-S | 7" Tabletop PoE+ Touch Screen w/ HTML5, Intercom, and Room Scheduling | 1 |  | D
49 | Middle Atlantic | BRK12-22 | BRK Series 12RU, 22"D Black Laminate rack | 1 |  | D
50 | MinuteMan | ED1500RTXL2U | UPS with power conditioning 2U 1500VA/1350W 120 VAC Rack/Wall/Tower mountable | 1 |  | -
51 | MinuteMan | E BRKT RAIL | Rack mount kit for UPS | 1 |  | -
52 | MinuteMan | SNMP-NV6 | Remote Power Management Adapter | 1 |  | -
Audiovisual Systems Audiovisual Systems Bidding Equipment List
ID | Manufacturer | Model | Item / Description | Unit Qty |  | Bidding Notes
Number : 2114/2112
Type : MSY22
Name : Sim LDR & Control Station
Rm Qty : 1
Rack, Panels, Misc.
53 |  |  | Installation Materials as Defined in AV Systems Specification | Lot
54 |  |  | Custom Wall/Floor Box and Decorator-Style Plates as Needed | Lot
55 |  |  | Pre-Made Loose Cabling and Field Cabling as Needed | Lot
56 |  |  | Rack Panels, Vents, Mounts, Shelves, Other Equipment Rack Materials as Needed | Lot
57 |  |  | Wall, Ceiling Mounts and Mounting Hardware as Needed | Lot
58 |  |  | Control System Accessories as Needed | Lot
59 |  |  | Power Supplies and Power Distribution as Needed | Lot
60 |  |  | Cable Terminations, Cable Dressing, Labels, Ties, Cable Management as Needed | Lot
End of System
Audiovisual Systems Audiovisual Systems Bidding Equipment List
ID | Manufacturer | Model | Item / Description | Unit Qty |  | Bidding Notes
Number : 2101 / 2105 / 2103, 2110 / 2112, 2113 / 2117 / 2115, 2119 / 2123 / 2121
Type : MSY23
Name : Sim & Control Station A-G
Rm Qty : 7
Simulation Room
1 | NEC | M551 | 55” LED LCD Professional Display, 3840 x 2160, 24/7, 500 nits, Landscape/Portrait, RS232C, LAN, Integrated Speakers |  | 1 | -
2 | Chief | Articulating Monitor Mount | Contractor Selected Articulating Arm Monitor Mount | 1 |  | -
3 | Owner Furnished | 24" Monitor | 24" LCD Monitor, 1920x1080 Native (OFCI) | 1 |  | A
4 | Owner Furnished | Workstation - 1 Output | Owner Furnished PC w/1 Output (OFCI) | 1 |  | A
5 | Owner Furnished | KM | USB Keyboard & Mouse | 1 |  | -
6 | Ergotron | 45-358-026 | LX Wall Mount Sit/Stand System, Track Mount, Keyboard Arm, LCD Arm, CPU Holder | 1 |  | -
7 | Huddly | IQ w/ Mic | Auto-Framing Web Camera w/ Built-in Microphone | 1 |  | -
8 | Viewsonic | TD2430 | 24" Interactive LCD Monitor, 1920x1080 Native, 10-Point Capacitive Multi-Touch, Internal Speakers | 1 |  | -
9 | Ergotron | 45-353-026 | LX Sit-Stand Wall Mount Arm | 1 |  | D
10 | CAE | ACC-LSEP20 | Digital PTZ Camera | 1 |  | -
11 | CAE | ACC-LSEP48 | Optical PTZ Camera | 2 |  | -
12 | Owner Furnished | Manikin | Simulation Manikin (OFOI) | 1 |  | B
13 | Crestron | DM-NVX-360 | DM NVX 4K60 4:4:4 HDR Network AV Scaling Encoder/Decoder w/ HDR, HDCP 2.3, AES67, Video Wall Processing, USB and KVM Routing, and Optional Fiber Connectivity | 3 |  | -
14 | Crestron | DM-NVX-E30 | DM 4K60 4:4:4 HDR Network AV Encoder, PoE+ | 2 |  | -
15 | Shure | MX202x/C | Hanging Mini-Condenser Cardioid Mic, w/Cable, In-Line Preamp | 2 |  | D
16 | CAE / Axis | P8221 | Learning Space Digital Audio Interface | 1 |  | -
17 | Shure | MXWAPT4 | 4-Ch. Access Point Transceiver | 1 |  | -
18 | Shure | MXW1/O | Bodypack Transmitter w/ Omnidirectional Microphone and 4-Pin Mini Connector (TA4M) | 4 |  | -
19 | Owner Furnished | Owner Furnished | VoIP Desktop Phone (OFCI) | 1 |  | A
20 | JK Audio | QuickTap IFB | Telephone Handset IFB Tap | 1 |  | -
21 | QSC Audio | A4Mio | 4x4 Channel Mic/Line I/O AES67 Interface, PoE | 1 |  | -
22 | Stewart Audio | AV8-2-LZ-D | 2-Channel Dante™ Subcompact PoE+ 2 x 8W Amplifier, Plenum Rated | 1 |  | -
23 | JBL | Control 16C/T | Two-Way 6.5" Coaxial Ceiling Loudspeaker | 1 |  | D
24 | Bose | Acoustimass FreeSpace 3 | Satellite Loudspeaker - White 040143 - Single - Sold in Pairs | 1 |  | -
25 | Crestron | MPC3-201-x | 3-Series Media Presentation Controller 201 | 1 |  | D
Audiovisual Systems Audiovisual Systems Bidding Equipment List
ID | Manufacturer | Model | Item / Description | Unit Qty |  | Bidding Notes
Number : 2101 / 2105 / 2103, 2110 / 2112, 2113 / 2117 / 2115, 2119 / 2123 / 2121
Type : MSY23
Name : Sim & Control Station A-G
Rm Qty : 7
Nurse Call
26 | Crestron | CEN-IO-RY-104 | Wired Ethernet Module with 4 Relay Ports | 1 |  | -
27 | Crestron | CEN-IO-DIGIN-104 | Wired Ethernet Module with 4 Digital Inputs | 1 |  | -
28 | E-Switch | PVA Series | Illuminated Pushbutton Switch - RGB LED option - Momentary contact | 2 |  | -
Control Station
29 | Owner Furnished | 24" Monitor | 24" LCD Monitor, 1920x1080 Native (OFCI) | 1 |  | A
30 | Owner Furnished | Workstation - 1 Output | Owner Furnished PC w/1 Output (OFCI) | 1 |  | A
31 | Owner Furnished | KM | USB Keyboard & Mouse | 1 |  | -
32 | Owner Furnished | Workstation - 1 Output (Manikin) | Owner Furnished All-In-One PC (Manikin Vitals) (OFCI) | 1 |  | A
33 | Owner Furnished | Laptop (Manikin) | Owner Furnished Laptop (Manikin Control) | 1 |  | -
34 | CAE | ACC-LSEP17 | LearningSpace SIM Integration Bridge | 1 |  | -
35 | CAE | DCU | Digital Capture Unit, HD to IP Encoder | 1 |  | -
36 | Crestron | DM-NVX-360 | DM NVX 4K60 4:4:4 HDR Network AV Scaling Encoder/Decoder w/ HDR, HDCP 2.3, AES67, Video Wall Processing, USB and KVM Routing, and Optional Fiber Connectivity | 3 |  | -
37 | Crestron | DM-NVX-E30 | DM 4K60 4:4:4 HDR Network AV Encoder, PoE+ | 1 |  | -
38 | Owner Furnished | Owner Furnished | VoIP Desktop Phone (OFCI) | 1 |  | A
39 | QSC Audio | Q-SYS I/O-8 FLEX | Network 8 Flex Channel Audio I/O Expansion Device w/GPIO, 1x RS232 and USB, PoE+ | 1 |  | -
40 | Clock Audio | DMB1 - D44 | Desk PTT Paging Microphone (D44) - Single Zone - Moment or Latch - w/Feedback | 1 |  | -
41 | Clock Audio | DMB2 - D44 | Desk PTT Paging Microphone (D44) - Two Zone - Moment or Latch - w/Feedback | 1 |  | -
42 | Mooer | Micro Pitch Box | Harmony Detune Pitch Shift Effects Pedal | 1 |  | -
43 | Shure | MXWNCS4 | Wireless Microphone Charging Station | 1 |  | -
44 | Rolls | HA243 | 4 Channel Studiophile Headphone Amplifier w/ 2 Inputs | 1 |  | -
45 | JVC | HA-V570 | Supra-Aural Monitor Headphones with In-cord Volume Control | 3 |  | -
46 | M-Audio | BX4 | 4.5" 2-Way Powered Desktop Studio Loudspeakers (Pair) | 1 |  | -
47 | Crestron | TS-770-x-S | 7" Tabletop PoE+ Touch Screen w/ HTML5, Intercom, and Room Scheduling | 1 |  | D
48 | Middle Atlantic | BRK12-22 | BRK Series 12RU, 22"D Black Laminate rack | 1 |  | D
49 | MinuteMan | ED1500RTXL2U | UPS with power conditioning 2U 1500VA/1350W 120 VAC Rack/Wall/Tower mountable | 1 |  | -
50 | MinuteMan | E BRKT RAIL | Rack mount kit for UPS | 1 |  | -
51 | MinuteMan | SNMP-NV6 | Remote Power Management Adapter | 1 |  | -
Audiovisual Systems Audiovisual Systems Bidding Equipment List
ID | Manufacturer | Model | Item / Description | Unit Qty |  | Bidding Notes
Number : 2101 / 2105 / 2103, 2110 / 2112, 2113 / 2117 / 2115, 2119 / 2123 / 2121
Type : MSY23
Name : Sim & Control Station A-G
Rm Qty : 7
Rack, Panels, Misc.
52 |  |  | Installation Materials as Defined in AV Systems Specification | Lot
53 |  |  | Custom Wall/Floor Box and Decorator-Style Plates as Needed | Lot
54 |  |  | Pre-Made Loose Cabling and Field Cabling as Needed | Lot
55 |  |  | Rack Panels, Vents, Mounts, Shelves, Other Equipment Rack Materials as Needed | Lot
56 |  |  | Wall, Ceiling Mounts and Mounting Hardware as Needed | Lot
57 |  |  | Control System Accessories as Needed | Lot
58 |  |  | Power Supplies and Power Distribution as Needed | Lot
59 |  |  | Cable Terminations, Cable Dressing, Labels, Ties, Cable Management as Needed | Lot
End of System
Audiovisual Systems Audiovisual Systems Bidding Equipment List
ID | Manufacturer | Model | Item / Description | Unit Qty |  | Bidding Notes
Number : 2120 Type : MSY24 Name : AV
Rm Qty : 1
Video Capture, Streaming and Conferencing
1 | CAE | LearnigSpace One | Capture Appliance (Capture Server) | 17 |  | -
2 | Owner Furnished | Owner Furnished | VoIP Phone System Media Gateway Controller (OFCI) | 1 |  | A
Signal Processing, Routing, and Distribution
3 | Cisco | C9300L-48PF-4X-E | Cisco Catalyst 9300L 48 Port Full PoE+, 1100w, 4x10G Uplink, Stackable, Managed Network Switch (BOD, CONFIRM W/OWNER) (OFCI) | 8 |  | A
4 | Cisco | C9300L-STACK-KIT | Stack Kit for C9300L-Two Data Stack Adapters and One Data Stack Cable (OFCI) | 1 |  | A
5 | Owner Furnished | Ethernet Switch | Owner Standard Ethernet Switch, 48P, PoE+ (OFOI) | 3 |  | B
6 | Contractor Select/ Owner Approved | 48-Port Data Patch Panel | Contractor Selected, Owner Approved 48-Port Data Patch Panel, Comply w/ University Standards |  | 11 | -
7 | Contractor Select | Horizontal Cable Manager | Horizontal Cable Manager - Size as Needed for Capacity, Comply w/ University Standards | 11 |  | -
Sound Reinforcement System
8 | QSC Audio | Q-SYS CORE 510i | Audio DSP Frame Core w/8 I/O Card Slots Support 128 x 128 Ch., 256 x 256 Q- SYS Channels, 16 Configurable GPIO, 64 AEC Processors | 2 |  | -
9 | QSC Audio | Q-SYS CDN64 | 64x64 Dante Audio Bridge Card | 2 |  | -
10 | QSC Audio | SL-QSE-510-P | QSC Core 510 Scripting Engine Software License | 2 |  | -
Control System
11 | Crestron | AV4 | 4-Series Integrated Controller, (6) RS-232, (8) I/O, (8) IR, (8) Relay, Cresnet, LAN | 2 |  | -
12 | Crestron | DM-NVX-DIR-ENT | DigitalMedia NVX Director – Virtual Switching Appliance, Enterprise Version |  | 1 | -
Audiovisual Systems Audiovisual Systems Bidding Equipment List
ID | Manufacturer | Model | Item / Description | Unit Qty |  | Bidding Notes
Number : 2120 Type : MSY24 Name : AV
Rm Qty : 1
Rack, Panels, Misc.
13 | Middle Atlantic | BGR-4532 | BGR-Series 45RU, 32"D Equipment Rack | 4 |  | -
14 | Middle Atlantic | BGR-552FT-FC | BGR-Series Fan top, 552 CFM, w/Controller | 4 |  | -
15 | Middle Atlantic | BGR-RR45 | BGR-Series 45RU, Rear Rack Rail Kit | 4 |  | -
16 | Middle Atlantic | BSPN-45-32 | BGR-Series 45RU, 32"D Side Panels (Pair) | 4 |  | -
17 | Middle Atlantic | PDT-1220C-NS | Vertical Power Distribution Strip, (12) Outlet, 20A | 8 |  | -
18 | MinuteMan | ED2000RTXL2U | UPS with power conditioning 2U 2000VA/1800W 120 VAC Rack/Wall/Tower mountable | 17 |  | -
19 | MinuteMan | E BRKT RAIL | Rack mount kit for UPS | 17 |  | -
20 | MinuteMan | SNMP-NV6 | Remote Power Management Adapter | 17 |  | -
21 |  |  | Installation Materials as Defined in AV Systems Specification | Lot
22 |  |  | Custom Wall/Floor Box and Decorator-Style Plates as Needed | Lot
23 |  |  | Pre-Made Loose Cabling and Field Cabling as Needed | Lot
24 |  |  | Rack Panels, Vents, Mounts, Shelves, Other Equipment Rack Materials as Needed | Lot
25 |  |  | Wall, Ceiling Mounts and Mounting Hardware as Needed | Lot
26 |  |  | Control System Accessories as Needed | Lot
27 |  |  | Power Supplies and Power Distribution as Needed | Lot
28 |  |  | Cable Terminations, Cable Dressing, Labels, Ties, Cable Management as Needed | Lot
End of System
Audiovisual Systems Audiovisual Systems Bidding Equipment List
ID | Manufacturer | Model | Item / Description | Unit Qty |  | Bidding Notes
Number : 2130
Type : MSY25
Name : Interprofessional Clinical Training Lab
Rm Qty : 1
Display Devices
1 | NEC | M651 | 65” LED LCD Professional Display, 3840 x 2160, 24/7, 500 nits, Landscape/Portrait, RS232C, LAN, Integrated Speakers | 8 |  | -
2 | NEC | M491 | 49” LED LCD Professional Display, 3840 x 2160, 24/7, 500 nits, Landscape/Portrait, RS232C, LAN, Integrated Speakers | 20 |  | -
3 | Wacom | DTH-2452 | 23.8" Full-HD Pen Display with Multi-Touch Functionality | 1 |  | -
4 | Ergotron | LX Desk Mount Series | Contractor Selected Articulating Arm Monitor Mount | 1 |  | -
Source Devices
5 | Owner Furnished | Workstation - AIO | Owner Furnished All-In-One PC (OFCI) | 1 |  | A
6 | Owner Furnished | KM | USB Keyboard & Mouse | 1 |  | -
7 | Extron | Cable Cubby 1202 | Cable Enclosure, Flip Top, Basic, No Power Module | 1 |  | -
8 | Extron | AC+USB 314 US, Cord | Power Modules for Cable Cubby Series - US (2) AC, (1) USBC, & (1) USBA Outlets | 1 |  | -
9 | Owner Furnished | Laptop | Owner Furnished Laptop (OFCI) | 2 |  | A
10 | Ergotron | SV10-1100-0 | StyleView Laptop Cart | 2 |  | -
11 | Owner Furnished | Workstation - 1 Output (Manikin) | Owner Furnished All-In-One PC (Manikin Vitals) (OFCI) | TBD |  | A
12 | Ergotron | 24-818-211 | StyleView Pole Cart | LOT |  | -
13 | Ergotron | 80-107-216 | Mini PC Mount | LOT |  | -
Video Capture, Streaming and Conferencing
14 | CAE | ACC-LSEP20 | Digital PTZ Camera | 4 |  | -
15 | CAE | ACC-LSEP48 | Optical PTZ Camera | 4 |  | -
16 | Crestron | AM-3100-WF | AirMedia Series 3 Receiver 100 w/ WiFi Network Connectivity | 2 |  | -
17 | CAE | DCU | Digital Capture Unit, HD to IP Encoder | 4 |  | -
Audiovisual Systems Audiovisual Systems Bidding Equipment List
ID | Manufacturer | Model | Item / Description | Unit Qty |  | Bidding Notes
Number : 2130
Type : MSY25
Name : Interprofessional Clinical Training Lab
Rm Qty : 1
Signal Processing, Routing, and Distribution
18 | Crestron | DMF-CI-8 | DigitalMedia Card Chassis for DM-NVX-C & DMCF (8 Cards) | 1 |  | -
19 | Crestron | DM-NVX-360 | DM NVX 4K60 4:4:4 HDR Network AV Scaling Encoder/Decoder w/ HDR, HDCP 2.3, AES67, Video Wall Processing, USB and KVM Routing, and Optional Fiber Connectivity | 28 |  | -
20 | Crestron | DM-NVX-360C | DM NVX 4K60 4:4:4 HDR Network AV Scaling Encoder/Decoder w/ HDR, HDCP 2.3, AES67, Video Wall Processing, USB and KVM Routing, and Optional Fiber Connectivity - Card | 6 |  | -
21 | Crestron | DM-NVX-E30 | DM 4K60 4:4:4 HDR Network AV Encoder, PoE+ | 4 |  | -
22 | Crestron | DM-NVX-E760 | DM NVX 4K60 4:4:4 HDR Network AV Encoder with DM Input (PoE++/UPOE) | 20 |  | -
23 | Crestron | DM-TX-4KZ-100-C-1G-x-T | DigitalMedia 8G+® 4K60 4:4:4 HDR Wall Plate Transmitter | 20 |  | D
24 | Crestron | DM-NVX-351 | DM 4K60 4:4:4 HDR Network AV Encoder/Decoder w/Downmixing | 1 |  | -
25 | Cisco | C9300L-48PF-4X-E | Cisco Catalyst 9300L 48 Port Full PoE+, 1100w, 4x10G Uplink, Stackable, Managed Network Switch (BOD, CONFIRM W/OWNER) (OFCI) | 2 |  | A
26 | Cisco | STACK-T1-3M | StackWise 480 Stacking Cable, 3M (OFCI) | 2 |  | A
27 | Contractor Select/ Owner Approved | 48-Port Data Patch Panel | Contractor Selected, Owner Approved 48-Port Data Patch Panel, Comply w/ University Standards |  | 2 | -
28 | Contractor Select | Horizontal Cable Manager | Horizontal Cable Manager - Size as Needed for Capacity, Comply w/ University Standards | 2 |  | -
Audiovisual Systems Audiovisual Systems Bidding Equipment List
ID | Manufacturer | Model | Item / Description | Unit Qty |  | Bidding Notes
Number : 2130
Type : MSY25
Name : Interprofessional Clinical Training Lab
Rm Qty : 1
Speech Reinforcement System/Audio Conferencing
29 | Shure | MX202x/S | Hanging Mini-Condenser Super-Cardioid Mic, w/Cable, In-Line Preamp | 4 |  | D
30 | CAE / Axis | P8221 | Learning Space Digital Audio Interface | 4 |  | -
31 | Mpow | MPBH209AH-US | EG3 Gaming Headphones, 50mm Driver, Stereo Over-Ear USB Computer Headset with Noise Cancelling Mic, Easy Volume/Mic Control for PC, Mac | 1 |  | -
32 | Shure | QLXD124/85 | Wireless Digital Microphone Single Channel Combo System w/ Handheld and Lavalier Mic | 2 |  | -
33 | Shure | SBC200-US | Dual Docking Recharging Station (w/Power Supply) | 2 |  | -
34 | Shure | SB900B | Lithium-Ion Rechargeable Battery | 4 |  | -
Sound Reinforcement System
35 | QSC Audio | Q-SYS Core 110f | 8 Mic/Line In x 8 Line Out and 8 Flex I/O Audio DSP with POTS, VOIP, AES67 and QSYS | 1 |  | -
36 | QSC Audio | SL-QSE-110-P | Q-SYS Core 110 Scripting Engine Software License, Perpetual | 1 |  | -
37 | QSC Audio | Axon A4FLEX | Mic/Line Connectivity Interface, AES67 | 1 |  | -
38 | QSC Audio | Q-SYS I/O-22 | 2 In x 2 Out Audio Expansion Device | 1 |  | -
39 | JBL | Control 14C/T | Two-Way 4" Coaxial Ceiling Loudspeaker | 1 |  | D
40 | JBL | LCT 81C/T | Low-Profile 2' x 2' Ceiling Tile Loudspeaker w/ 8" Driver, Single - Sold in Pairs | 41 |  | -
41 | QSC Audio | MP-A20V | 2-CH, 200W @ 4/8Ohm, 70/100V Audio Amplifier | 1 |  | -
Control System
42 | Crestron | AV4 | 4-Series Integrated Controller, (6) RS-232, (8) I/O, (8) IR, (8) Relay, Cresnet, LAN | 1 |  | -
43 | Crestron | TS-1070-x-S | 10" Tabletop PoE+ Touch Screen w/ HTML5, Intercom, and Room Scheduling | 1 |  | D
44 | Crestron | TSW-770-x-S | 7" Wall Mounted PoE+ Landscape Touch Screen w/ HTML5 and Room Scheduling | 2 |  | D
Audiovisual Systems Audiovisual Systems Bidding Equipment List
ID | Manufacturer | Model | Item / Description | Unit Qty |  | Bidding Notes
Number : 2130
Type : MSY25
Name : Interprofessional Clinical Training Lab
Rm Qty : 1
Rack, Panels, Misc.
45 | Middle Atlantic | BGR-4532 | BGR-Series 45RU, 32"D Equipment Rack | 1 |  | -
46 | Middle Atlantic | BGR-552FT-FC | BGR-Series Fan top, 552 CFM, w/Controller | 1 |  | -
47 | Middle Atlantic | BGR-RR45 | BGR-Series 45RU, Rear Rack Rail Kit | 1 |  | -
48 | Middle Atlantic | BSPN-45-32 | BGR-Series 45RU, 32"D Side Panels (Pair) | 1 |  | -
49 | Middle Atlantic | PDT-1220C-NS | Vertical Power Distribution Strip, (12) Outlet, 20A | 2 |  | -
50 | MinuteMan | ED2000RTXL2U | UPS with power conditioning 2U 2000VA/1800W 120 VAC Rack/Wall/Tower mountable | 3 |  | -
51 | MinuteMan | ED1000RTXL2U | UPS with power conditioning 2U 1000VA/900W 120 VAC Rack/Wall/Tower mountable | 1 |  | -
52 | MinuteMan | E BRKT RAIL | Rack mount kit for UPS | 4 |  | -
53 | MinuteMan | SNMP-NV6 | Remote Power Management Adapter | 4 |  | -
54 | Middle Atlantic | L5 Series Lectern | Lectern (coordinate with owner and archtect for configuation and finish) | 1 |  | D
55 | Crestron | FT2-202-MECH-X | Flip Top FT2 Series, 202 Size, Mechanical | 1 |  | D
56 | Crestron | FT2A-PLT-PT-10 | Cable Pass-Through Plate Modules for FT2 Series, Qty. 10 | LOT |  | -
57 |  |  | Installation Materials as Defined in AV Systems Specification | Lot
58 |  |  | Custom Wall/Floor Box and Decorator-Style Plates as Needed | Lot
59 |  |  | Pre-Made Loose Cabling and Field Cabling as Needed | Lot
60 |  |  | Rack Panels, Vents, Mounts, Shelves, Other Equipment Rack Materials as Needed | Lot
61 |  |  | Wall, Ceiling Mounts and Mounting Hardware as Needed | Lot
62 |  |  | Control System Accessories as Needed | Lot
63 |  |  | Power Supplies and Power Distribution as Needed | Lot
64 |  |  | Cable Terminations, Cable Dressing, Labels, Ties, Cable Management as Needed | Lot
End of System
Audiovisual Systems Audiovisual Systems Bidding Equipment List
ID | Manufacturer | Model | Item / Description | Unit Qty |  | Bidding Notes
Number :
Type : MSY26
Name : Portable Equipment Pool
Rm Qty : 1
Display Devices
1 | NEC | M551 | 55” LED LCD Professional Display, 3840 x 2160, 24/7, 500 nits, Landscape/Portrait, RS232C, LAN, Integrated Speakers | 4 |  | -
2 | Chief | LPAUx | Large FUSION Manual Height Adjustable Mobile AV Cart | 4 |  | -
Video Capture, Streaming and Conferencing
3 | Axis | T8415 | Wireless Installation Tool | 1 |  | -
Speech Reinforcement System/Audio Conferencing
4 | Listen Technologies | LKS-4-A1 | Listen Talk Portable ADA Kit w/1 Transceiver and 3 Receivers | 6 |  | -
Rack, Panels, Misc.
5 |  |  | Installation Materials as Defined in AV Systems Specification | Lot
6 |  |  | Custom Wall/Floor Box and Decorator-Style Plates as Needed | Lot
7 |  |  | Pre-Made Loose Cabling and Field Cabling as Needed | Lot
8 |  |  | Rack Panels, Vents, Mounts, Shelves, Other Equipment Rack Materials as Needed | Lot
9 |  |  | Wall, Ceiling Mounts and Mounting Hardware as Needed | Lot
10 |  |  | Control System Accessories as Needed | Lot
11 |  |  | Power Supplies and Power Distribution as Needed | Lot
12 |  |  | Cable Terminations, Cable Dressing, Labels, Ties, Cable Management as Needed | Lot
End of System